## Change Record Sheet
BREEAM Domestic Refurbishment
Wat 01 Calculator
Version | Date Added to Assessor Extranet | Changes Made
0.1 | 2012-06-27 | Alterations from CSH tool
0.2 | 2012-07-24 | Errors Ammended
0.3 | 2012-09-10 | Fixed use of 1.58 litres/person/day was given to "Taps Consumption" under "Part 1: Amount of greywater collected" even when no greywater was collected from taps. This has been fixed. Amended cell I142 in "DETAILED_CALCs" sheets to show zero when water softener consumes less than 4% (previously showed negative value).
0.4 | 2012-11-26 | The minimum standard for "Very Good" and "Excellent" were incorrect with a "Very Good" being indicated where it should state "Excellent". This has been corrected. All other calculations and credits awarded were correct.
0.5 | 2012-12-17 | The Assessment Reference Number and the Site Name only needs to be inputted into the 'Detailed Summary' Tab. The 'Dwelling Decription' each 'Detailed Calcs' tab is linked with the 'Detailed Summary' tab.
0.6 | 2012-08-19 | The BREEM Credits Awarded for Type 1 in the Detailed Summary Tab is now displayed to one decimal place, not zero, giving the correct number of credits

## (BASIC CALC)
BREEAM Domestic Refurbishment Wat 01 Calculator
Issue Date:
Tool Version |  | 0.6
BREEAM Domestic Refurbishment Version |  | 2
Assessment Reference Number |  | BREEAM-XXXX-XXXX
Site Name |  | Medius House
Dwelling Reference
WATER EFFICIENCY CALCULATOR (BASIC CALCULATOR)
| House Type: | Type 1 |  |  |  | Type 2 |  | Type 3 |  | Type 4 |  | Type 5 |  | Type 6 |  | Type 7 |  | Type 8 |  | Type 9 |  | Type 10
| Description: | Socially Rented |  |  |  | Socially rented |  | Intermediate Rented |  | Intermediate Rented
Installation Type | Unit of measure | Capacity/ flow rate | Use factor | Fixed use (litres) | Litres/ person/ day | Capacity/ flow rate | Litres/ person/ day | Capacity/ flow rate | Litres/ person/ day | Capacity/ flow rate | Litres/ person/ day | Capacity/ flow rate | Litres/ person/ day | Capacity/ flow rate | Litres/ person/ day | Capacity/ flow rate | Litres/ person/ day | Capacity/ flow rate | Litres/ person/ day | Capacity/ flow rate | Litres/ person/ day | Capacity/ flow rate | Litres/ person/ day
Is a dual or single flush WC specified? |  | Dual |  |  |  | Dual |  | Dual |  | Dual |  | Single |  | Single |  | Single |  | Single |  | Single |  | Single
|  | Select option: | Click to Select |  |  | Select option: |  | Select option: |  | Select option: |  | Select option: |  | Select option: |  | Select option: |  | Select option: |  | Select option: |  | Select option:
|  | Single |  |  |  | Click to Select |  | Click to Select |  | Click to Select |  | Click to Select |  | Click to Select |  | Click to Select |  | Click to Select |  | Click to Select |  | Click to Select
Dual
|  | 2 |  |  |  | 2 |  | 2 |  | 2 |  | 1 |  | 1 |  | 1 |  | 1 |  | 1 |  | 1
WC | Full flush volume | 4 | 1.46 | 0 | 5.84 | 4 | 5.84 | 4 | 5.84 | 4 | 5.84 |  | 0 |  | 0 |  | 0 |  | 0 |  | 0 |  | 0
| Part flush volume | 2.6 | 2.96 | 0 | 7.696 | 2.6 | 7.696 | 2.6 | 7.696 | 2.6 | 7.696 |  | 0 |  | 0 |  | 0 |  | 0 |  | 0 |  | 0
Taps (excluding kitchen and external taps) | Flow rate (litres / minute) | 3 | 1.58 | 1.58 | 6.32 | 3 | 6.32 | 5 | 9.48 | 5 | 9.48 |  | 0 |  | 0 |  | 0 |  | 0 |  | 0 |  | 0
Are both a Bath & Shower Present? |  | Bath & Shower |  |  |  | Bath & Shower |  | Bath & Shower |  | Bath & Shower |  | Click to Select |  | Click to Select |  | Click to Select |  | Click to Select |  | Click to Select |  | Click to Select
|  | Click to Select |  |  |  | Click to Select |  | Click to Select |  | Click to Select |  | Click to Select |  | Click to Select |  | Click to Select |  | Click to Select |  | Click to Select |  | Click to Select
|  | Bath & Shower |  |  |  | Bath & Shower |  | Bath & Shower |  | Bath & Shower |  | Bath & Shower |  | Bath & Shower |  | Bath & Shower |  | Bath & Shower |  | Bath & Shower |  | Bath & Shower
|  | Shower only |  |  |  | No, shower only |  | No, shower only |  | No, shower only |  | No, shower only |  | No, shower only |  | No, shower only |  | No, shower only |  | No, shower only |  | No, shower only
|  | Bath only |  |  |  | No, bath only |  | No, bath only |  | No, bath only |  | No, bath only |  | No, bath only |  | No, bath only |  | No, bath only |  | No, bath only |  | No, bath only
|  | 1 |  |  |  | 1 |  | 1 |  | 1 |  | 0 |  | 0 |  | 0 |  | 0 |  | 0 |  | 0
Bath | Capacity to overflow | 135 | 0.11 | 0 | 14.85 | 135 | 14.85 | 130 | 14.3 | 130 | 14.3 |  | 0 |  | 0 |  | 0 |  | 0 |  | 0 |  | 0
Shower | Flow rate (litres / minute) | 8 | 4.37 | 0 | 34.96 | 8 | 34.96 | 5 | 21.85 | 5 | 21.85 |  | 0 |  | 0 |  | 0 |  | 0 |  | 0 |  | 0
Kitchen sink taps | Flow rate (litres / minute) | 5 | 0.44 | 10.36 | 12.56 | 5.5 | 12.78 | 5.5 | 12.78 | 5 | 12.56 |  | 0 |  | 0 |  | 0 |  | 0 |  | 0 |  | 0
Has a washing machine been specified? |  | No |  |  |  | No |  | Yes |  | Yes |  | Click to Select |  | Click to Select |  | Click to Select |  | Click to Select |  | Click to Select |  | Click to Select
|  | Click to Select |  |  |  | Click to Select |  | Click to Select |  | Click to Select |  | Click to Select |  | Click to Select |  | Click to Select |  | Click to Select |  | Click to Select |  | Click to Select
|  | Yes |  |  |  | Yes |  | Yes |  | Yes |  | Yes |  | Yes |  | Yes |  | Yes |  | Yes |  | Yes
|  | No |  |  |  | No |  | No |  | No |  | No |  | No |  | No |  | No |  | No |  | No
|  | 2 |  |  |  | 2 |  | 1 |  | 1 |  | 0 |  | 0 |  | 0 |  | 0 |  | 0 |  | 0
Washing Machine | Litres / kg |  | 2.1 | 0 | 17.157 |  | 17.157 | 6 | 12.6 | 6 | 12.6 |  | 0 |  | 0 |  | 0 |  | 0 |  | 0 |  | 0
Has a dishwasher been specified? |  | No |  |  |  | No |  | Yes |  | Yes |  | Click to Select |  | Click to Select |  | Click to Select |  | Click to Select |  | Click to Select |  | Click to Select
|  | Click to Select |  |  |  | Click to Select |  | Click to Select |  | Click to Select |  | Click to Select |  | Click to Select |  | Click to Select |  | Click to Select |  | Click to Select |  | Click to Select
|  | Yes |  |  |  | Yes |  | Yes |  | Yes |  | Yes |  | Yes |  | Yes |  | Yes |  | Yes |  | Yes
|  | No |  |  |  | No |  | No |  | No |  | No |  | No |  | No |  | No |  | No |  | No
|  | 2 |  |  |  | 2 |  | 1 |  | 1 |  | 0 |  | 0 |  | 0 |  | 0 |  | 0 |  | 0
Dishwasher | Litres / place setting |  | 3.6 | 0 | 4.5 |  | 4.5 | 0.73 | 2.628 | 0.73 | 2.628 |  | 0 |  | 0 |  | 0 |  | 0 |  | 0 |  | 0
Has a waste disposal unit been specified? |  | No | 3.08 | 0 | 0 | No | 0 | No | 0 | No | 0 | Click to Select | 0 | Click to Select | 0 | Click to Select | 0 | Click to Select | 0 | Click to Select | 0 | Click to Select | 0
|  | Click to Select |  |  |  | Click to Select |  | Click to Select |  | Click to Select |  | Click to Select |  | Click to Select |  | Click to Select |  | Click to Select |  | Click to Select |  | Click to Select
|  | Yes |  |  |  | Yes |  | Yes |  | Yes |  | Yes |  | Yes |  | Yes |  | Yes |  | Yes |  | Yes
|  | No |  |  |  | No |  | No |  | No |  | No |  | No |  | No |  | No |  | No |  | No
|  | 0 |  |  |  | 0 |  | 0 |  | 0 |  | 0 |  | 0 |  | 0 |  | 0 |  | 0 |  | 0
Water Softener | Litres / person / day |  | 1 | 0 | 0 |  | 0 |  | 0 |  | 0 |  | 0 |  | 0 |  | 0 |  | 0 |  | 0 |  | 0
Calculated Use |  |  |  |  | 103.883 |  | 104.103 |  | 87.174 |  | 86.954 |  | 0 |  | 0 |  | 0 |  | 0 |  | 0 |  | 0
[5 empty] | 0.91 |  | 0.91 |  | 0.91 |  | 0.91 |  | 0.91 |  | 0.91 |  | 0.91 |  | 0.91 |  | 0.91 |  | 0.91
Total Consumption |  |  |  |  | 94.5335 |  | 94.7337 |  | 79.3283 |  | 79.1281 |  | 0 |  | 0 |  | 0 |  | 0 |  | 0 |  | 0
Number of Credits |  |  |  |  | 3 |  | 3 |  | 3 |  | 3 |  | No Data |  | No Data |  | No Data |  | No Data |  | No Data |  | No Data
Exemplary Credits |  |  |  |  | 0 |  | 0 |  | 1 |  | 1 |  | No Data |  | No Data |  | No Data |  | No Data |  | No Data |  | No Data
Minimum level |  | BREEAM Outstanding |  |  |  | BREEAM Outstanding |  | BREEAM Outstanding |  | BREEAM Outstanding |  | No Data |  | No Data |  | No Data |  | No Data |  | No Data |  | No Data
| 0 | 5 | Level 5/6
| 80 | 5 | Level 3/4
| 90 | 4 | Level 3/4
| 105 | 3 | Level 1/2
| 110 | 2 | Level 1/2
| 120 | 1 | 0
| 100000000 | 0 | 0

## DETAILED SUMMARY
BREEAM Domestic Refurbishment Wat 01 Calculator
Tool Version | 0.6
BREEAM Domestic Refurbishment Version | 2
Assessment Reference Number | BREEAM-XXXX-XXXX
Site Name | Medius House
Issue Date:
Dwelling Type: | 1 | 2 | 3 | 4 | 5 | 6 | 7 | 8 | 9 | 10
Dwelling type description:
| Click to select | Click to select | Click to select | Click to select | Click to select | Click to select | Click to select | Click to select | Click to select | Click to select
WC | 0 | 0 | 0 | 0 | 0 | 0 | 0 | 0 | 0 | 0
Taps (excluding kitchen taps) | 0 | 0 | 0 | 0 | 0 | 0 | 0 | 0 | 0 | 0
Bath | 0 | 0 | 0 | 0 | 0 | 0 | 0 | 0 | 0 | 0
Shower | 0 | 0 | 0 | 0 | 0 | 0 | 0 | 0 | 0 | 0
Kitchen sink taps | 0 | 0 | 0 | 0 | 0 | 0 | 0 | 0 | 0 | 0
Washing machine | 0 | 0 | 0 | 0 | 0 | 0 | 0 | 0 | 0 | 0
Dishwasher | 0 | 0 | 0 | 0 | 0 | 0 | 0 | 0 | 0 | 0
Waste Disposal Unit | 0 | 0 | 0 | 0 | 0 | 0 | 0 | 0 | 0 | 0
Water Softener | 0 | 0 | 0 | 0 | 0 | 0 | 0 | 0 | 0 | 0
Contribution from Greywater | 0 | 0 | 0 | 0 | 0 | 0 | 0 | 0 | 0 | 0
Contribution from Rainwater | 0 | 0 | 0 | 0 | 0 | 0 | 0 | 0 | 0 | 0
Contribution from Grey/Rainwater (combined system) | 0 | 0 | 0 | 0 | 0 | 0 | 0 | 0 | 0 | 0
Normalisation factor | 0.91 | 0.91 | 0.91 | 0.91 | 0.91 | 0.91 | 0.91 | 0.91 | 0.91 | 0.91
Total Water Consumption | 0 | 0 | 0 | 0 | 0 | 0 | 0 | 0 | 0 | 0
BREEAM credits awarded | No Data | No Data | No Data | No Data | No Data | No Data | No Data | No Data | No Data | No Data
Minimum Standard Met | No Data | No Data | No Data | No Data | No Data | No Data | No Data | No Data | No Data | No Data

## (DETAILED_CALCs)_Type1
BREEAM Domestic Refurbishment Wat 01 Calculator
Tool Version |  |  |  | 0.6
BREEAM Domestic Refurbishment Version |  |  |  | 2
Assessment Reference Number |  |  |  | BREEAM-XXXX-XXXX
Site Name |  |  |  | Medius House
Dwelling Reference
WATER EFFICIENCY CALCULATOR
Dwelling Description
1st step - Select from options below: | [15 empty] | for the VBA
Is a Rain and/or Greywater system specified? |  |  | Click to select |  |  |  |  | Need to discuss wording used in these fields could be confusing | [7 empty] | 0
Is a shower AND bath present? |  |  | Click to select | [12 empty] | 0
Has a washing machine been specified? |  |  | Click to select |  |  |  |  | No | [7 empty] | 0
Has a dishwasher been specified? |  |  | Click to select |  |  |  |  | No | [7 empty] | 0
| Click to select |  | Click to select
| Yes |  | Rainwater |  | Shower and Bath Value
| No |  | Greywater |  | 0
|  |  | Rain & Greywater (separate) |  | #REF!
|  |  | Rain & Greywater (combined) |  | #REF!
No
2nd step - Build spreadsheet (click button below)
As soon as this button is pressed the spreadsheet will change according to the options selected previously in the 1st step. Scroll down to see the changes.
3rd step - Enter consumption details for the specified fittings
TAPS (excluding kitchen taps) |  |  | Fitting type | Flow rate (litres/min) |  |  | Number of fittings | Total per fitting type | Is Greywater collected from this fitting? | Quantity of Fittings collected from | Is Greywater collected from this fitting? | Quantity of Fittings collected from | [11 empty] | Flow per fitting type | Combined system
|  | 1 | [5 empty] | 0 | Click to select |  | Click to select | [7 empty] | Click to select | Yes | No | fitting | flow rate | max of fittings that use | flow rate |  | COUNT cells not zero |  |  | 0
|  | 2 | [5 empty] | 0 | Click to select |  | Click to select | [7 empty] | Click to select | Yes | No | 1 | 0 | 0 | 0 |  | 0
|  | 3 | [5 empty] | 0 | Click to select |  | Click to select | [7 empty] | Click to select | Yes | No | 2 | 0 | 0 | 0
|  | 4 | [5 empty] | 0 | Click to select |  | Click to select | [7 empty] | Click to select | Yes | No | 3 | 0 | 0 | 0
Total (Sum of all quantities) | [6 empty] | 0 |  |  |  | for combined system | [10 empty] | 4 | 0 | 0 | 0
Total (Sum of all totals per fitting type) | [7 empty] | 0 | Use Factor | Fixed usage | [10 empty] | single: | Max fitting | 0 |  | 0
Average flow rate (litres/min) | [7 empty] | 0 | 1.58 | 1.58 | [10 empty] | Proportionate | Weighted | 0 |  | 0
Maximum flow rate (litres/min) | [7 empty] | 0 | [11 empty] | Average per ffitting |  | average per fitting | #DIV/0! |  | #DIV/0!
|  |  | Proportionate flow rate (litres/min) |  |  |  | 0 | [12 empty] | Above avergaes out, if all
Number to be used in main section if multiple fittings in dwelling | [7 empty] | 0 | [11 empty] | fittings were used |  | TOTAL | 0 |  | 0
|  | Consumption / person / day (Litres) |  |  |  |  | 0
BATHS |  |  | Fitting type | Capacity to overflow (litres) |  |  | Number of fittings | Total per fitting type | Is Greywater collected from this fitting? | Quantity of Fittings collected from | Is Greywater collected from this fitting? | Quantity of Fittings collected from | [9 empty] | rain/grey collection/demand |  |  | Combined system |  | COUNT cells not zero
Please make sure that either bath or shower is filled in |  | 1 | [5 empty] | 0 | Click to select |  | Click to select | [7 empty] | Click to select | Yes | No | fitting | flow rate | max of fittings that use | flow rate |  | 0
|  | 2 | [5 empty] | 0 | Click to select |  | Click to select | [7 empty] | Click to select | Yes | No | 1 | 0 | 0 | 0
|  | 3 | [5 empty] | 0 | Click to select |  | Click to select | [7 empty] | Click to select | Yes | No | 2 | 0 | 0 | 0
|  | 4 | [5 empty] | 0 | Click to select |  | Click to select | [7 empty] | Click to select | Yes | No | 3 | 0 | 0 | 0
Total (Sum of all quantities) | [6 empty] | 0 |  |  |  | for combined and seperate system | [10 empty] | 4 | 0 | 0 | 0
Total (Sum of all totals per fitting type) | [7 empty] | 0 | Use factor | Fixed usage | [10 empty] | single: | Max | 0 |  | 0
Average capacity to overflow (litres) | [7 empty] | 0 | 0.5 | 0 | [11 empty] | Weighted | 0 |  | 0
Maximum capacity to overflow (litres) | [7 empty] | 0 | [13 empty] | average | #DIV/0! |  | #DIV/0!
|  |  | Proportionate capacity to overflow (litres) |  |  |  | 0
Number to be used in main section if multiple fittings in dwelling | [7 empty] | 0 | [13 empty] | TOTAL | 0 |  | 0
|  | Consumption / person / day (Litres) |  |  |  |  | 0
SHOWERS |  |  | Fitting type | Flow rate (litres/min) |  |  | Number of fittings | Total per fitting type | Is Greywater collected from this fitting? | Quantity of Fittings collected from | Is Greywater collected from this fitting? | Quantity of Fittings collected from | [12 empty] | Combined system |  | COUNT cells not zero
Please make sure that either bath or shower is filled in |  | 1 | [5 empty] | 0 | Click to select |  | Click to select | [7 empty] | Click to select | Yes | No | fitting | flow rate | max of fittings that use | flow rate |  | 0
|  | 2 | [5 empty] | 0 | Click to select |  | Click to select | [10 empty] | 1 | 0 | 0 | 0
|  | 3 | [5 empty] | 0 | Click to select |  | Click to select | [10 empty] | 2 | 0 | 0 | 0
|  | 4 | [5 empty] | 0 | Click to select |  | Click to select | [10 empty] | 3 | 0 | 0 | 0
Total (Sum of all quantities) | [6 empty] | 0 |  |  |  | for combined system | [10 empty] | 4 | 0 | 0 | 0
Total (Sum of all totals per fitting type) | [7 empty] | 0 | Use factor | Fixed usage | [10 empty] | single: | Max | 0 |  | 0
Average flow rate (litres/min) | [7 empty] | 0 | 5.6 | 0 | [11 empty] | Weighted | 0 |  | 0
Maximum flow rate (litres/min) | [7 empty] | 0 | [13 empty] | average | #DIV/0! |  | #DIV/0!
|  |  | Proportionate flow rate (litres/min) |  |  |  | 0
Number to be used in main section if multiple fittings in dwelling | [7 empty] | 0 | [13 empty] | TOTAL | 0 |  | 0
change in use factor
|  | Consumption / person / day (Litres) |  |  |  |  | 0
DISHWASHER |  |  | Fitting Type | Litres per place setting |  |  | Number of fittings | Total per fitting type
|  | 1 | [5 empty] | 0
|  | 2 | [5 empty] | 0
|  | 3 | [5 empty] | 0
|  | 4 | [5 empty] | 0
Total (Sum of all quantities) | [6 empty] | 0
|  |  | Total (Sum of all totals per fitting type) |  |  |  |  | 0 | Use factor | Fixed usage
|  |  | Average litres per place setting |  |  |  |  | 0 | 3.6 | 0
|  |  | Maximum litres per place setting |  |  |  |  | 0
|  |  | Proportionate litres per place setting |  |  |  | 0
Number to be used in main section if multiple fittings in dwelling | [7 empty] | 0
[8 empty] | 0 |  |  |  | 17.64
|  | Consumption / person / day (Litres) |  |  |  |  | 0
WASHING MACHINES |  |  | Fitting Type | Litres per kilogram of dry load |  |  | Number of fittings | Total per fitting type | Is this fitting using greywater? | Number of fittings using greywater | Is this fitting using combined rain/greywater? | Number of fittings using combined system | Is this fitting using rainwater? | Number of Fittings using rainwater | [8 empty] | Separate systems
|  | 1 | [5 empty] | 0 | Click to select |  | Click to select |  | Click to select |  |  | Click to select | Yes | No | Click to select | Yes | No | fitting | flow rate Greywater | flow rate Rainwater | Rain/greywater combined
|  | 2 | [5 empty] | 0 | Click to select |  | Click to select |  | Click to select |  |  | Click to select | Yes | No | Click to select | Yes | No | 1 | 0 | 0 | 0 | Click to select | Yes | No |  | 0 | COUNT cells not zero
|  | 3 | [5 empty] | 0 | Click to select |  | Click to select |  | Click to select |  |  | Click to select | Yes | No | Click to select | Yes | No | 2 | 0 | 0 | 0 |  |  |  | intermediate calcs for single | 0 | Rain separate systems
|  | 4 | [5 empty] | 0 | Click to select |  | Click to select |  | Click to select |  |  | Click to select | Yes | No | Click to select | Yes | No | 3 | 0 | 0 | 0 |  |  |  |  | 0 | Greywater separate
Total (Sum of all quantities) | [6 empty] | 0 |  | Click to select |  | Click to select |  | Click to select | [8 empty] | 4 | 0 | 0 | 0
Where no washing machines have been specified but plumbing for future supply of grey/rainwater was installed, please enter details: | [8 empty] | Click to select |  | Click to select |  | Click to select |  |  | Click to select | Yes | No | Click to select | Yes | No | none specified | 0 | 0 | 0
Total (Sum of all totals per fitting type) | [7 empty] | 0 | [12 empty] | single | Max | 0 | 0 | 0
Average litres per kilogram of dry load | [7 empty] | 0 | average | Use factor | [11 empty] | weighted | 0 | 0 | 0 |  | max of fittings that use
Maximum litres per kilogram of dry load | [7 empty] | 0 |  | 2.1 | [11 empty] | average | 0 | 0 | 0 |  | 0
|  |  | Proportionate of litres/kg of dry load |  |  |  | 0 | 0 | [13 empty] | TOTAL | 0 | 0 | 0 |  | 0
[6 empty] | Use factor |  | 2.1 | 0 | [13 empty] | GREY | RAIN | Combined |  | 0
|  | Consumption / person / day (Litres) |  |  |  |  | 0 | 0 | [18 empty] | 0
8
WC's | Fitting Type |  | Flush Type | Volume** |  | Efective flushing volume | Number of fittings | Total per fitting type | Is this fitting using greywater? | Number of fittings using greywater | Is this fitting using combined rain/greywater? | Number of fittings using combined system | Is this fitting using rainwater? | Number of Fittings using rainwater | volume values validation |  | 58.8 | [5 empty] | Separate systems
1 |  |  | Full Flush |  | 0 | 0 |  | 0 | Click to select |  | Click to select |  | Click to select |  | 1 | Click to select | Yes | No | Click to select | Yes | No | fitting | flow rate Greywater | flow rate Rainwater | Rain/greywater combined
|  |  | Part Flush | [18 empty] | 1 | 0 | 0 | 0 | Click to select | Yes | No |  | 0 | COUNT cells not zero
2 |  |  | Full Flush |  | 0 | 0 |  | 0 | Click to select |  | Click to select |  | Click to select |  | 1 | Click to select | Yes | No | Click to select | Yes | No | 2 | 0 | 0 | 0 |  |  |  |  | 0 | COUNT single/dual?
|  |  | Part Flush | [18 empty] | 3 | 0 | 0 | 0
3 |  |  | Full Flush |  | 0 | 0 |  | 0 | Click to select |  | Click to select |  | Click to select |  | 1 | Click to select | Yes | No | Click to select | Yes | No | 4 | 0 | 0 | 0
|  |  | Part Flush | [26 empty] | Indentify of one fitting is using dual/single flush
4 |  |  | Full Flush |  | 0 | 0 |  | 0 | Click to select |  | Click to select |  | Click to select |  | 1 | Click to select | Yes | No | Click to select | Yes | No | [9 empty] | One fitting full flush
|  |  | Part Flush | [18 empty] | Average | 0 | 0 | 0 |  |  |  |  | 0 | one fitting dual flush
Total (Sum of all quantities) | [6 empty] | 0 |  | **For single WC's fill in the Full flush section | [12 empty] | TOTAL | 0 | 0 | 0
Total (Sum of all totals per fitting type) | [7 empty] | 0 | [14 empty] | GREY | RAIN | Combined
|  |  | Average effective flushing volume (litres) |  |  |  | 0
[6 empty] | Use factor | 4.42
Individual consumption only
|  | Consumption / person / day (Litres) |  |  |  |  | 0
KITCHEN SINK TAPS |  |  | Fitting Type | Flow rate (litres/minute) |  |  | Number of fittings | Total per fitting type
|  | 1 | [5 empty] | 0
|  | 2 | [5 empty] | 0
|  | 3 | [5 empty] | 0
|  | 4 | [5 empty] | 0
[7 empty] | use factor | fixed use
[7 empty] | 0.44 | 10.36
[6 empty] | Total (Sum of all quantities) | 0
[6 empty] | Total (Sum of all totals per fitting type) | 0
[6 empty] | Average flow rate (litres/min) | 0
[6 empty] | Maximum flow rate (litres/min) | 0 | 10.36
|  |  | Proportionate flow rate (litres/min) |  |  |  | 0
|  | Consumption / person / day (Litres) |  |  |  |  | 0
WASTE DISPOSAL UNIT
Is a waste disposal unit specified for the dwelling? |  |  |  | Click to select
Click to select
Yes
No
|  | Consumption / person / day (Litres) |  |  |  |  | 0
WATER SOFTENER
|  |  | Water Softener in use? | Click to select |  |  |  | Click to select
Yes (Communal)
Yes (Individual)
No
Total capacity used per regeneration (%)
Water consumed per regeneration (litres)
Average number of regeneration cycles per day (No.)
Number of occupants served by the system (No.)
|  | Water consumed beyond 4% (litres/day) |  |  |  |  | 0
|  | Water consumed beyond 4% person / day (Litres) |  |  |  |  | 0
RAINWATER CALCULATIONS | [6 empty] | Go to Start
Part 1: Amount of rainwater collected
Rainwater collection system in use? | [6 empty] | Yes (Individual)
Which approach is being followed from BS8515:2009? | [6 empty] | INTERMEDIATE APPROACH
[7 empty] | Click to select | Click to select
[7 empty] | DETAILED APPROACH | Yes (Individual)
[7 empty] | INTERMEDIATE APPROACH | Yes (Communal)
Rainwater collection area |  |  |  | m² |  |  |  | No
Yield co-efficient
Hydraulic filter efficiency
Average rainfall |  |  |  | mm/yr
Rainwater collection from detailed approach |  |  |  | litres/year
Number of occupants served by the system |  |  |  | (Quantity)
Percentage collected |  |  |  | % |  |  | 100%
Daily rainwater collection |  |  |  | litres |  |  | 0
Daily rainwater |  |  |  | (litres/person) |  |  | 0
Part 2: Where is the rainwater to be used?
|  |  | WC Consumption | (litres/person/day) |  |  | 0
|  |  | Washing Machine Consumption | (litres/person/day) |  |  | 0
|  |  | Daily non potable water demand: | (litres/person/day) |  |  | 0
Part 3: Savings provided by rainwater
Remaining demand requiring mains top-up/additional collection |  |  |  | (litres/person/day) |  |  | 0
Excess rainwater not currently used: |  |  |  | (litres/person/day) |  |  | 0
Water savings from rainwater use: |  |  |  | (litres/person/day) |  |  | 0
GREYWATER CALCULATIONS | [6 empty] | Go to Start
Part 1: Amount of greywater collected
|  |  | Taps Consumption | (litres/person/day) |  |  | 0
|  |  | Baths Consumption | (litres/person/day) |  |  | 0
|  |  | Showers Consumption | (litres/person/day) |  |  | 0
|  |  | Total greywater collected from above fittings: | (litres/person/day) |  |  | 0
|  |  | Percentage of used water to be recycled | %
|  |  | Total greywater collected | (litres/person/day) |  |  | 0
Part 2: Where is the greywater to be used?
|  |  | WC Consumption | (litres/person/day) |  |  | 0
|  |  | Washing Machine Consumption | (litres/person/day) |  |  | 0
|  |  | Total water consumed by above fittings | (litres/person/day) |  |  | 0
Part 3: Savings from greywater
Remaining demand requiring mains top-up/additional collection |  |  |  | (litres/person/day) |  |  | 0
|  |  | Excess greywater not currently used | (litres/person/day) |  |  | 0
|  |  | Potential Water saved from greywater use | (litres/person/day) |  |  | 0
RAIN/GREYWATER demand and savings (for combined systems)
Where is the Grey/Rainwater to be used?
|  |  | WC Consumption | (litres/person/day) |  |  | 0
|  |  | Washing Machine Consumption | (litres/person/day) |  |  | 0
|  |  | Daily non potable water demand | (litres/person/day) |  |  | 0
Savings from Rain/Greywater
Remaining demand requiring mains top-up/additional collection |  |  |  | (litres/person/day) |  |  | 0
|  |  | Excess Rain/greywater not currently used | (litres/person/day) |  |  | 0
|  |  | Potential Water saved from rain/greywater use | (litres/person/day) |  |  | 0
4th step - Analyse Results | [6 empty] | Go to Start
INTERNAL WATER CONSUMPTION
|  |  | NET INTERNAL WATER CONSUMPTION | (litres/person/day) |  |  | 0
|  |  | RAINWATER ONLY COLLECTION SAVING | (litres/person/day) |  | hide sometimes | 0
|  |  | GREYWATER ONLY RECYCLING SAVING | (litres/person/day) |  | hide sometimes | 0
RAIN/GREYWATER COLLECTION SAVING (combined system) |  |  |  | (litres/person/day) |  | hide sometimes | 0
|  |  | NORMALISATION FACTOR | (litres/person/day) |  |  | 0.91
|  |  | TOTAL WATER CONSUMPTION | (litres/person/day) |  |  | 0 | 90
BREEAM CREDITS ACHIEVED | [6 empty] | No Data | 4
Exemplary Credits Achieved | [6 empty] | No Data
Minimum Standard | [6 empty] | No Data | Level 3/4
[7 empty] | 0 | 5 | Level 5/6
[7 empty] | 80 | 5 | Level 5/6
[7 empty] | 90 | 4 | Level 3/4
[7 empty] | 105 | 3 | Level 3/4
[7 empty] | 110 | 2 | Level 1/2
[7 empty] | 120 | 1 | Level 1/2
[7 empty] | 100000000 | 0 | 0
Note on B16: THIS CELL MUST BE COMPLETED TO OBTAIN CORRECT RESULTS.
Note on B17: THIS CELL MUST BE COMPLETED TO OBTAIN CORRECT RESULTS.
Note on B18: THIS CELL MUST BE COMPLETED TO OBTAIN CORRECT RESULTS.
Note on B19: THIS CELL MUST BE COMPLETED TO OBTAIN CORRECT RESULTS.
Note on B159: HELP ASSISTANT: According to BS8515:2009 the rainwater system has to be designed considering a maximum of 100% of collected rainwater.
Note on E139: Help assistant Water is used at each regeration cycle of a water softener. This occurs once a certain volume of water has passed through the water softener in order to clean the resin within the water softener. The capacity is the volume of water that can be softened between each regeneration cycle. The volume that can be softened between each regeneration cycle will depend on the hardness of the water and the type of water softener. The total capacity used per regeneration (%) is what percentage the volume of water used per regeneration makes up from the total water used between each regeneration cycle i.e. Total volume of water used per regeneration x 100 Volume of water used between each regeneration cycle
Note on F32: Help Assistant: Flow rate of each tap, at full flow rate in litres per minute measured at a dynamic pressure of 3±0.2 bar (0.3±0.02 MPa) for high pressure (Type 1) taps, or at a dynamic pressure of 0.1±0.02 bar (0.01±0.002 MPa) for low pressure (Type 2) taps (BS EN 200:2008, sanitary tapware, single taps and combination taps for supply systems of type 1 and 2. General technical specifications) including any reductions achieved with flow restrictions. Where multiple taps are to be provided (e.g. seperate hot and cold taps) the flow rate of each tap will be needed in order to calculate the average flow rate in the table below. This calculates the average in accordance with Table 2.5 of the Water Efficiency Calculator for New Dwellings. Where only one type of tap is present, this is also entered into the table below in the same way. The full flow rate should be used. The 2/3 flow rate rule, as set out in the Code Technical Guide in versions predating May 2009, is no longer applicable. The use factors built into the calculator already take account of the percentage of flow rate used. Default flow rates cannot be used, this must be the flow rate provided from manufacturers information.
Note on F45: Help Assistant: Total capacity in litres to overflow (excluding displacement, this is already included in the use factor for baths). Where multiple baths are specified with various capacities the average must be used by entering details of each bath in the following table. This calculates the average in line with table 2.5 of the Water Efficiency Calculator for New Dwellings. Where only one bath type is present, enter the details below in the same way. There are no default figures that can be used where the volume of bath is unknow. Manufacturers details must be sought to confirm the capacity of bath specified for the dwelling.
Note on F58: Help Assistant: Flow rate of each shower at the outlet using cold water (T ≤ 30 ° C), in litres per minute measured at a dynamic pressure of 3±0.2 bar (0.3±0.02 MPa) for high pressure (Type 1) supply systems, or at a dynamic pressure of 0.1±0.05 bar (0.01±0.005 MPa) for low pressure (Type 2) supply systems.(BS EN 1112:2008, Sanitary tapware. Shower outlets for sanitary tapware for water supply systems type 1 and 2. General technical specifications). Where multiple showers are specified with various flow rates, the average must be entered into the table below to calculate the average flow rate in line with table 2.5 of the Water Efficiency Calculator for New Dwellings. Where just one type of fitting is present, this is entered into the same table. Default flow rates cannot be used, this must be the flow rate provided from manufacturers information.
Note on F71: Help Assistant The litres per place setting are derived from the figures quoted on the EU Energy Label. Where no dishwasher is specified and this is indicated using the drop down menu above, the calculator automatically attributes 1.25 litres per place setting. Where multiple dishwashers are specified with various consumptions, the average must be used by entering the capacities into the following table which calculates the average in line with Table 2 of the Water Efficiency Calculator for New Dwellings. Where just one dishwasher type is present, enter this as normal into the table.
Note on F85: Help Assistant The litres per kilogram of dry load are derived from the figures quoted on the EU Energy Label. Where no washing machine is specified and this is indicated using the drop down menu above, the calculator automatically attributes 8.17 litres per kg. Where multiple dishwashers are specified with various consumptions, the average must be used by entering the capacities into the following table which calculates the average in line with Table 2 of the Water Efficiency Calculator for New Dwellings. Where just one dishwasher type is present, enter this as normal into the table.
Note on F100: Help assistant For single flush WC's, enter the full capacity of the cystern in the Full flush section. Flushing capacity for the WC suite includes the consumption at full and part flush for dual flush WCs. Where multiple WCs are specified with varying flushing capacities, the average effective flushing volume is calculated by entering the volume of each WC into the following table. This calculates the average in line with Table 2.5 of the Water Efficiency Calculator for New Dwellings. Default capacities for WCs cannot be used, this must be the actual capacity of the WC specified provided from manufacturers information.
Note on F154: Help Assistant: as per Intermediate approach in BS 8515:2009
Note on F155: Help Assistant: as per Intermediate approach in BS 8515:2009
Note on K32: Help Assistant: Select if greywater is collected from fitting type. This allows for where greywater is not collected from all showers.
Note on K45: Help Assistant: Select if greywater is collected from fitting type. This allows for where greywater is not collected from all showers.
Note on K58: Help Assistant: Select if greywater is collected from fitting type. This allows for where greywater is not collected from all showers.
Note on K85: Help Assistant: Select if greywater is being used in each of the fitting types below. This allows for where greywater is only being used in some of the fittings.
Note on K100: Help Assistant: Select if greywater is being used in each of the fitting types below. This allows for where greywater is only being used in some of the fittings.
Note on L32: Help Assistant: Number of fittings greywater is collected from. This allows for where greywater is not collected from all showers.
Note on L45: Help Assistant: Number of fittings greywater is collected from. This allows for where greywater is not collected from all showers.
Note on L58: Help Assistant: Number of fittings greywater is collected from. This allows for where greywater is not collected from all showers.
Note on L85: Help Assistant: Number of fittings greywater is collected from.
Note on L100: Help Assistant: Number of fittings greywater is collected from.
Note on M32: Help Assistant: Select if greywater is collected from fitting type. This allows for where greywater is not collected from all showers.
Note on M58: Help Assistant: Select if greywater is collected from fitting type. This allows for where greywater is not collected from all showers.
Note on M85: Help Assistant: Select if rainwater is being used in each of the fitting types below. This allows for where rainwater is only being used in some of the fittings.
Note on M100: Help Assistant: Select if rainwater is being used in each of the fitting types below. This allows for where rainwater is only being used in some of the fittings.
Note on N32: Help Assistant: Number of fittings greywater is collected from. This allows for where greywater is not collected from all showers.
Note on N58: Help Assistant: Number of fittings greywater is collected from. This allows for where greywater is not collected from all showers.
Note on N85: Help Assistant: Number of fittings from rain/greywater as as a combined system is collected.
Note on N100: Help Assistant: Number of fittings from rain/greywater as as a combined system is collected.
Note on O85: Help Assistant: Select if rainwater is being used in each of the fitting types below. This allows for where rainwater is only being used in some of the fittings.
Note on O100: Help Assistant: Select if rainwater is being used in each of the fitting types below. This allows for where rainwater is only being used in some of the fittings.

## (DETAILED_CALCs)_Type2
BREEAM Domestic Refurbishment Wat 01 Calculator
Tool Version |  |  |  | 0.6
BREEAM Domestic Refurbishment Version |  |  |  | 2
Assessment Reference Number |  |  |  | BREEAM-XXXX-XXXX
Site Name |  |  |  | Medius House
Dwelling Reference
WATER EFFICIENCY CALCULATOR
Dwelling Description
1st step - Select from options below: | [15 empty] | for the VBA
Is a Rain and/or Greywater system specified? |  |  | Click to select |  |  |  |  | Need to discuss wording used in these fields could be confusing | [7 empty] | 0
Is a shower AND bath present? |  |  | Click to select | [12 empty] | 0
Has a washing machine been specified? |  |  | Click to select |  |  |  |  | No | [7 empty] | 0
Has a dishwasher been specified? |  |  | Click to select |  |  |  |  | No | [7 empty] | 0
| Click to select |  | Click to select
| Yes |  | Rainwater |  | Shower and Bath Value
| No |  | Greywater |  | 0
|  |  | Rain & Greywater (separate) |  | #REF!
|  |  | Rain & Greywater (combined) |  | #REF!
No
2nd step - Build spreadsheet (click button below)
As soon as this button is pressed the spreadsheet will change according to the options selected previously in the 1st step. Scroll down to see the changes.
3rd step - Enter consumption details for the specified fittings
TAPS (excluding kitchen taps) |  |  | Fitting type | Flow rate (litres/min) |  |  | Number of fittings | Total per fitting type | Is Greywater collected from this fitting? | Quantity of Fittings collected from | Is Greywater collected from this fitting? | Quantity of Fittings collected from | [11 empty] | Flow per fitting type | Combined system
|  | 1 | [5 empty] | 0 | Click to select |  | Click to select | [7 empty] | Click to select | Yes | No | fitting | flow rate | max of fittings that use | flow rate |  | COUNT cells not zero |  |  | 0
|  | 2 | [5 empty] | 0 | Click to select |  | Click to select | [7 empty] | Click to select | Yes | No | 1 | 0 | 0 | 0 |  | 0
|  | 3 | [5 empty] | 0 | Click to select |  | Click to select | [7 empty] | Click to select | Yes | No | 2 | 0 | 0 | 0
|  | 4 | [5 empty] | 0 | Click to select |  | Click to select | [7 empty] | Click to select | Yes | No | 3 | 0 | 0 | 0
Total (Sum of all quantities) | [6 empty] | 0 |  |  |  | for combined system | [10 empty] | 4 | 0 | 0 | 0
Total (Sum of all totals per fitting type) | [7 empty] | 0 | Use Factor | Fixed usage | [10 empty] | single: | Max fitting | 0 |  | 0
Average flow rate (litres/min) | [7 empty] | 0 | 1.58 | 1.58 | [10 empty] | Proportionate | Weighted | 0 |  | 0
Maximum flow rate (litres/min) | [7 empty] | 0 | [11 empty] | Average per ffitting |  | average per fitting | #DIV/0! |  | #DIV/0!
|  |  | Proportionate flow rate (litres/min) |  |  |  | 0 | [12 empty] | Above avergaes out, if all
Number to be used in main section if multiple fittings in dwelling | [7 empty] | 0 | [11 empty] | fittings were used |  | TOTAL | 0 |  | 0
|  | Consumption / person / day (Litres) |  |  |  |  | 0
BATHS |  |  | Fitting type | Capacity to overflow (litres) |  |  | Number of fittings | Total per fitting type | Is Greywater collected from this fitting? | Quantity of Fittings collected from | Is Greywater collected from this fitting? | Quantity of Fittings collected from | [9 empty] | rain/grey collection/demand |  |  | Combined system |  | COUNT cells not zero
Please make sure that either bath or shower is filled in |  | 1 | [5 empty] | 0 | Click to select |  | Click to select | [7 empty] | Click to select | Yes | No | fitting | flow rate | max of fittings that use | flow rate |  | 0
|  | 2 | [5 empty] | 0 | Click to select |  | Click to select | [7 empty] | Click to select | Yes | No | 1 | 0 | 0 | 0
|  | 3 | [5 empty] | 0 | Click to select |  | Click to select | [7 empty] | Click to select | Yes | No | 2 | 0 | 0 | 0
|  | 4 | [5 empty] | 0 | Click to select |  | Click to select | [7 empty] | Click to select | Yes | No | 3 | 0 | 0 | 0
Total (Sum of all quantities) | [6 empty] | 0 |  |  |  | for combined and seperate system | [10 empty] | 4 | 0 | 0 | 0
Total (Sum of all totals per fitting type) | [7 empty] | 0 | Use factor | Fixed usage | [10 empty] | single: | Max | 0 |  | 0
Average capacity to overflow (litres) | [7 empty] | 0 | 0.5 | 0 | [11 empty] | Weighted | 0 |  | 0
Maximum capacity to overflow (litres) | [7 empty] | 0 | [13 empty] | average | #DIV/0! |  | #DIV/0!
|  |  | Proportionate capacity to overflow (litres) |  |  |  | 0
Number to be used in main section if multiple fittings in dwelling | [7 empty] | 0 | [13 empty] | TOTAL | 0 |  | 0
|  | Consumption / person / day (Litres) |  |  |  |  | 0
SHOWERS |  |  | Fitting type | Flow rate (litres/min) |  |  | Number of fittings | Total per fitting type | Is Greywater collected from this fitting? | Quantity of Fittings collected from | Is Greywater collected from this fitting? | Quantity of Fittings collected from | [12 empty] | Combined system |  | COUNT cells not zero
Please make sure that either bath or shower is filled in |  | 1 | [5 empty] | 0 | Click to select |  | Click to select | [7 empty] | Click to select | Yes | No | fitting | flow rate | max of fittings that use | flow rate |  | 0
|  | 2 | [5 empty] | 0 | Click to select |  | Click to select | [10 empty] | 1 | 0 | 0 | 0
|  | 3 | [5 empty] | 0 | Click to select |  | Click to select | [10 empty] | 2 | 0 | 0 | 0
|  | 4 | [5 empty] | 0 | Click to select |  | Click to select | [10 empty] | 3 | 0 | 0 | 0
Total (Sum of all quantities) | [6 empty] | 0 |  |  |  | for combined system | [10 empty] | 4 | 0 | 0 | 0
Total (Sum of all totals per fitting type) | [7 empty] | 0 | Use factor | Fixed usage | [10 empty] | single: | Max | 0 |  | 0
Average flow rate (litres/min) | [7 empty] | 0 | 5.6 | 0 | [11 empty] | Weighted | 0 |  | 0
Maximum flow rate (litres/min) | [7 empty] | 0 | [13 empty] | average | #DIV/0! |  | #DIV/0!
|  |  | Proportionate flow rate (litres/min) |  |  |  | 0
Number to be used in main section if multiple fittings in dwelling | [7 empty] | 0 | [13 empty] | TOTAL | 0 |  | 0
change in use factor
|  | Consumption / person / day (Litres) |  |  |  |  | 0
DISHWASHER |  |  | Fitting Type | Litres per place setting |  |  | Number of fittings | Total per fitting type
|  | 1 | [5 empty] | 0
|  | 2 | [5 empty] | 0
|  | 3 | [5 empty] | 0
|  | 4 | [5 empty] | 0
Total (Sum of all quantities) | [6 empty] | 0
|  |  | Total (Sum of all totals per fitting type) |  |  |  |  | 0 | Use factor | Fixed usage
|  |  | Average litres per place setting |  |  |  |  | 0 | 3.6 | 0
|  |  | Maximum litres per place setting |  |  |  |  | 0
|  |  | Proportionate litres per place setting |  |  |  | 0
Number to be used in main section if multiple fittings in dwelling | [7 empty] | 0
[8 empty] | 0 |  |  |  | 17.64
|  | Consumption / person / day (Litres) |  |  |  |  | 0
WASHING MACHINES |  |  | Fitting Type | Litres per kilogram of dry load |  |  | Number of fittings | Total per fitting type | Is this fitting using greywater? | Number of fittings using greywater | Is this fitting using combined rain/greywater? | Number of fittings using combined system | Is this fitting using rainwater? | Number of Fittings using rainwater | [8 empty] | Separate systems
|  | 1 | [5 empty] | 0 | Click to select |  | Click to select |  | Click to select |  |  | Click to select | Yes | No | Click to select | Yes | No | fitting | flow rate Greywater | flow rate Rainwater | Rain/greywater combined
|  | 2 | [5 empty] | 0 | Click to select |  | Click to select |  | Click to select |  |  | Click to select | Yes | No | Click to select | Yes | No | 1 | 0 | 0 | 0 | Click to select | Yes | No |  | 0 | COUNT cells not zero
|  | 3 | [5 empty] | 0 | Click to select |  | Click to select |  | Click to select |  |  | Click to select | Yes | No | Click to select | Yes | No | 2 | 0 | 0 | 0 |  |  |  | intermediate calcs for single | 0 | Rain separate systems
|  | 4 | [5 empty] | 0 | Click to select |  | Click to select |  | Click to select |  |  | Click to select | Yes | No | Click to select | Yes | No | 3 | 0 | 0 | 0 |  |  |  |  | 0 | Greywater separate
Total (Sum of all quantities) | [6 empty] | 0 |  | Click to select |  | Click to select |  | Click to select | [8 empty] | 4 | 0 | 0 | 0
Where no washing machines have been specified but plumbing for future supply of grey/rainwater was installed, please enter details: | [8 empty] | Click to select |  | Click to select |  | Click to select |  |  | Click to select | Yes | No | Click to select | Yes | No | none specified | 0 | 0 | 0
Total (Sum of all totals per fitting type) | [7 empty] | 0 | [12 empty] | single | Max | 0 | 0 | 0
Average litres per kilogram of dry load | [7 empty] | 0 | average | Use factor | [11 empty] | weighted | 0 | 0 | 0 |  | max of fittings that use
Maximum litres per kilogram of dry load | [7 empty] | 0 |  | 2.1 | [11 empty] | average | 0 | 0 | 0 |  | 0
|  |  | Proportionate of litres/kg of dry load |  |  |  | 0 | 0 | [13 empty] | TOTAL | 0 | 0 | 0 |  | 0
[6 empty] | Use factor |  | 2.1 | 0 | [13 empty] | GREY | RAIN | Combined |  | 0
|  | Consumption / person / day (Litres) |  |  |  |  | 0 | 0 | [18 empty] | 0
8
WC's | Fitting Type |  | Flush Type | Volume** |  | Efective flushing volume | Number of fittings | Total per fitting type | Is this fitting using greywater? | Number of fittings using greywater | Is this fitting using combined rain/greywater? | Number of fittings using combined system | Is this fitting using rainwater? | Number of Fittings using rainwater | volume values validation |  | 58.8 | [5 empty] | Separate systems
1 |  |  | Full Flush |  | 0 | 0 |  | 0 | Click to select |  | Click to select |  | Click to select |  | 1 | Click to select | Yes | No | Click to select | Yes | No | fitting | flow rate Greywater | flow rate Rainwater | Rain/greywater combined
|  |  | Part Flush | [18 empty] | 1 | 0 | 0 | 0 | Click to select | Yes | No |  | 0 | COUNT cells not zero
2 |  |  | Full Flush |  | 0 | 0 |  | 0 | Click to select |  | Click to select |  | Click to select |  | 1 | Click to select | Yes | No | Click to select | Yes | No | 2 | 0 | 0 | 0 |  |  |  |  | 0 | COUNT single/dual?
|  |  | Part Flush | [18 empty] | 3 | 0 | 0 | 0
3 |  |  | Full Flush |  | 0 | 0 |  | 0 | Click to select |  | Click to select |  | Click to select |  | 1 | Click to select | Yes | No | Click to select | Yes | No | 4 | 0 | 0 | 0
|  |  | Part Flush | [26 empty] | Indentify of one fitting is using dual/single flush
4 |  |  | Full Flush |  | 0 | 0 |  | 0 | Click to select |  | Click to select |  | Click to select |  | 1 | Click to select | Yes | No | Click to select | Yes | No | [9 empty] | One fitting full flush
|  |  | Part Flush | [18 empty] | Average | 0 | 0 | 0 |  |  |  |  | 0 | one fitting dual flush
Total (Sum of all quantities) | [6 empty] | 0 |  | **For single WC's fill in the Full flush section | [12 empty] | TOTAL | 0 | 0 | 0
Total (Sum of all totals per fitting type) | [7 empty] | 0 | [14 empty] | GREY | RAIN | Combined
|  |  | Average effective flushing volume (litres) |  |  |  | 0
[6 empty] | Use factor | 4.42
Individual consumption only
|  | Consumption / person / day (Litres) |  |  |  |  | 0
KITCHEN SINK TAPS |  |  | Fitting Type | Flow rate (litres/minute) |  |  | Number of fittings | Total per fitting type
|  | 1 | [5 empty] | 0
|  | 2 | [5 empty] | 0
|  | 3 | [5 empty] | 0
|  | 4 | [5 empty] | 0
[7 empty] | use factor | fixed use
[7 empty] | 0.44 | 10.36
[6 empty] | Total (Sum of all quantities) | 0
[6 empty] | Total (Sum of all totals per fitting type) | 0
[6 empty] | Average flow rate (litres/min) | 0
[6 empty] | Maximum flow rate (litres/min) | 0 | 10.36
|  |  | Proportionate flow rate (litres/min) |  |  |  | 0
|  | Consumption / person / day (Litres) |  |  |  |  | 0
WASTE DISPOSAL UNIT
Is a waste disposal unit specified for the dwelling? |  |  |  | Click to select
Click to select
Yes
No
|  | Consumption / person / day (Litres) |  |  |  |  | 0
WATER SOFTENER
|  |  | Water Softener in use? | Click to select |  |  |  | Click to select
Yes (Communal)
Yes (Individual)
No
Total capacity used per regeneration (%)
Water consumed per regeneration (litres)
Average number of regeneration cycles per day (No.)
Number of occupants served by the system (No.)
|  | Water consumed beyond 4% (litres/day) |  |  |  |  | 0
|  | Water consumed beyond 4% person / day (Litres) |  |  |  |  | 0
RAINWATER CALCULATIONS | [6 empty] | Go to Start
Part 1: Amount of rainwater collected
Rainwater collection system in use? | [6 empty] | Yes (Individual)
Which approach is being followed from BS8515:2009? | [6 empty] | INTERMEDIATE APPROACH
[7 empty] | Click to select | Click to select
[7 empty] | DETAILED APPROACH | Yes (Individual)
[7 empty] | INTERMEDIATE APPROACH | Yes (Communal)
Rainwater collection area |  |  |  | m² |  |  |  | No
Yield co-efficient
Hydraulic filter efficiency
Average rainfall |  |  |  | mm/yr
Rainwater collection from detailed approach |  |  |  | litres/year
Number of occupants served by the system |  |  |  | (Quantity)
Percentage collected |  |  |  | % |  |  | 100%
Daily rainwater collection |  |  |  | litres |  |  | 0
Daily rainwater |  |  |  | (litres/person) |  |  | 0
Part 2: Where is the rainwater to be used?
|  |  | WC Consumption | (litres/person/day) |  |  | 0
|  |  | Washing Machine Consumption | (litres/person/day) |  |  | 0
|  |  | Daily non potable water demand: | (litres/person/day) |  |  | 0
Part 3: Savings provided by rainwater
Remaining demand requiring mains top-up/additional collection |  |  |  | (litres/person/day) |  |  | 0
Excess rainwater not currently used: |  |  |  | (litres/person/day) |  |  | 0
Water savings from rainwater use: |  |  |  | (litres/person/day) |  |  | 0
GREYWATER CALCULATIONS | [6 empty] | Go to Start
Part 1: Amount of greywater collected
|  |  | Taps Consumption | (litres/person/day) |  |  | 0
|  |  | Baths Consumption | (litres/person/day) |  |  | 0
|  |  | Showers Consumption | (litres/person/day) |  |  | 0
|  |  | Total greywater collected from above fittings: | (litres/person/day) |  |  | 0
|  |  | Percentage of used water to be recycled | %
|  |  | Total greywater collected | (litres/person/day) |  |  | 0
Part 2: Where is the greywater to be used?
|  |  | WC Consumption | (litres/person/day) |  |  | 0
|  |  | Washing Machine Consumption | (litres/person/day) |  |  | 0
|  |  | Total water consumed by above fittings | (litres/person/day) |  |  | 0
Part 3: Savings from greywater
Remaining demand requiring mains top-up/additional collection |  |  |  | (litres/person/day) |  |  | 0
|  |  | Excess greywater not currently used | (litres/person/day) |  |  | 0
|  |  | Potential Water saved from greywater use | (litres/person/day) |  |  | 0
RAIN/GREYWATER demand and savings (for combined systems)
Where is the Grey/Rainwater to be used?
|  |  | WC Consumption | (litres/person/day) |  |  | 0
|  |  | Washing Machine Consumption | (litres/person/day) |  |  | 0
|  |  | Daily non potable water demand | (litres/person/day) |  |  | 0
Savings from Rain/Greywater
Remaining demand requiring mains top-up/additional collection |  |  |  | (litres/person/day) |  |  | 0
|  |  | Excess Rain/greywater not currently used | (litres/person/day) |  |  | 0
|  |  | Potential Water saved from rain/greywater use | (litres/person/day) |  |  | 0
4th step - Analyse Results | [6 empty] | Go to Start
INTERNAL WATER CONSUMPTION
|  |  | NET INTERNAL WATER CONSUMPTION | (litres/person/day) |  |  | 0
|  |  | RAINWATER ONLY COLLECTION SAVING | (litres/person/day) |  | hide sometimes | 0
|  |  | GREYWATER ONLY RECYCLING SAVING | (litres/person/day) |  | hide sometimes | 0
RAIN/GREYWATER COLLECTION SAVING (combined system) |  |  |  | (litres/person/day) |  | hide sometimes | 0
|  |  | NORMALISATION FACTOR | (litres/person/day) |  |  | 0.91
|  |  | TOTAL WATER CONSUMPTION | (litres/person/day) |  |  | 0 | 90
BREEAM CREDITS ACHIEVED | [6 empty] | No Data | 4
Exemplary Credits Achieved | [6 empty] | No Data
Minimum Standard | [6 empty] | No Data | Level 3/4
[7 empty] | 0 | 5 | Level 5/6
[7 empty] | 80 | 5 | Level 5/6
[7 empty] | 90 | 4 | Level 3/4
[7 empty] | 105 | 3 | Level 3/4
[7 empty] | 110 | 2 | Level 1/2
[7 empty] | 120 | 1 | Level 1/2
[7 empty] | 100000000 | 0 | 0
Note on B16: THIS CELL MUST BE COMPLETED TO OBTAIN CORRECT RESULTS.
Note on B17: THIS CELL MUST BE COMPLETED TO OBTAIN CORRECT RESULTS.
Note on B18: THIS CELL MUST BE COMPLETED TO OBTAIN CORRECT RESULTS.
Note on B19: THIS CELL MUST BE COMPLETED TO OBTAIN CORRECT RESULTS.
Note on B159: HELP ASSISTANT: According to BS8515:2009 the rainwater system has to be designed considering a maximum of 100% of collected rainwater.
Note on E139: Help assistant Water is used at each regeration cycle of a water softener. This occurs once a certain volume of water has passed through the water softener in order to clean the resin within the water softener. The capacity is the volume of water that can be softened between each regeneration cycle. The volume that can be softened between each regeneration cycle will depend on the hardness of the water and the type of water softener. The total capacity used per regeneration (%) is what percentage the volume of water used per regeneration makes up from the total water used between each regeneration cycle i.e. Total volume of water used per regeneration x 100 Volume of water used between each regeneration cycle
Note on F32: Help Assistant: Flow rate of each tap, at full flow rate in litres per minute measured at a dynamic pressure of 3±0.2 bar (0.3±0.02 MPa) for high pressure (Type 1) taps, or at a dynamic pressure of 0.1±0.02 bar (0.01±0.002 MPa) for low pressure (Type 2) taps (BS EN 200:2008, sanitary tapware, single taps and combination taps for supply systems of type 1 and 2. General technical specifications) including any reductions achieved with flow restrictions. Where multiple taps are to be provided (e.g. seperate hot and cold taps) the flow rate of each tap will be needed in order to calculate the average flow rate in the table below. This calculates the average in accordance with Table 2.5 of the Water Efficiency Calculator for New Dwellings. Where only one type of tap is present, this is also entered into the table below in the same way. The full flow rate should be used. The 2/3 flow rate rule, as set out in the Code Technical Guide in versions predating May 2009, is no longer applicable. The use factors built into the calculator already take account of the percentage of flow rate used. Default flow rates cannot be used, this must be the flow rate provided from manufacturers information.
Note on F45: Help Assistant: Total capacity in litres to overflow (excluding displacement, this is already included in the use factor for baths). Where multiple baths are specified with various capacities the average must be used by entering details of each bath in the following table. This calculates the average in line with table 2.5 of the Water Efficiency Calculator for New Dwellings. Where only one bath type is present, enter the details below in the same way. There are no default figures that can be used where the volume of bath is unknow. Manufacturers details must be sought to confirm the capacity of bath specified for the dwelling.
Note on F58: Help Assistant: Flow rate of each shower at the outlet using cold water (T ≤ 30 ° C), in litres per minute measured at a dynamic pressure of 3±0.2 bar (0.3±0.02 MPa) for high pressure (Type 1) supply systems, or at a dynamic pressure of 0.1±0.05 bar (0.01±0.005 MPa) for low pressure (Type 2) supply systems.(BS EN 1112:2008, Sanitary tapware. Shower outlets for sanitary tapware for water supply systems type 1 and 2. General technical specifications). Where multiple showers are specified with various flow rates, the average must be entered into the table below to calculate the average flow rate in line with table 2.5 of the Water Efficiency Calculator for New Dwellings. Where just one type of fitting is present, this is entered into the same table. Default flow rates cannot be used, this must be the flow rate provided from manufacturers information.
Note on F71: Help Assistant The litres per place setting are derived from the figures quoted on the EU Energy Label. Where no dishwasher is specified and this is indicated using the drop down menu above, the calculator automatically attributes 1.25 litres per place setting. Where multiple dishwashers are specified with various consumptions, the average must be used by entering the capacities into the following table which calculates the average in line with Table 2 of the Water Efficiency Calculator for New Dwellings. Where just one dishwasher type is present, enter this as normal into the table.
Note on F85: Help Assistant The litres per kilogram of dry load are derived from the figures quoted on the EU Energy Label. Where no washing machine is specified and this is indicated using the drop down menu above, the calculator automatically attributes 8.17 litres per kg. Where multiple dishwashers are specified with various consumptions, the average must be used by entering the capacities into the following table which calculates the average in line with Table 2 of the Water Efficiency Calculator for New Dwellings. Where just one dishwasher type is present, enter this as normal into the table.
Note on F100: Help assistant For single flush WC's, enter the full capacity of the cystern in the Full flush section. Flushing capacity for the WC suite includes the consumption at full and part flush for dual flush WCs. Where multiple WCs are specified with varying flushing capacities, the average effective flushing volume is calculated by entering the volume of each WC into the following table. This calculates the average in line with Table 2.5 of the Water Efficiency Calculator for New Dwellings. Default capacities for WCs cannot be used, this must be the actual capacity of the WC specified provided from manufacturers information.
Note on F154: Help Assistant: as per Intermediate approach in BS 8515:2009
Note on F155: Help Assistant: as per Intermediate approach in BS 8515:2009
Note on K32: Help Assistant: Select if greywater is collected from fitting type. This allows for where greywater is not collected from all showers.
Note on K45: Help Assistant: Select if greywater is collected from fitting type. This allows for where greywater is not collected from all showers.
Note on K58: Help Assistant: Select if greywater is collected from fitting type. This allows for where greywater is not collected from all showers.
Note on K85: Help Assistant: Select if greywater is being used in each of the fitting types below. This allows for where greywater is only being used in some of the fittings.
Note on K100: Help Assistant: Select if greywater is being used in each of the fitting types below. This allows for where greywater is only being used in some of the fittings.
Note on L32: Help Assistant: Number of fittings greywater is collected from. This allows for where greywater is not collected from all showers.
Note on L45: Help Assistant: Number of fittings greywater is collected from. This allows for where greywater is not collected from all showers.
Note on L58: Help Assistant: Number of fittings greywater is collected from. This allows for where greywater is not collected from all showers.
Note on L85: Help Assistant: Number of fittings greywater is collected from.
Note on L100: Help Assistant: Number of fittings greywater is collected from.
Note on M32: Help Assistant: Select if greywater is collected from fitting type. This allows for where greywater is not collected from all showers.
Note on M58: Help Assistant: Select if greywater is collected from fitting type. This allows for where greywater is not collected from all showers.
Note on M85: Help Assistant: Select if rainwater is being used in each of the fitting types below. This allows for where rainwater is only being used in some of the fittings.
Note on M100: Help Assistant: Select if rainwater is being used in each of the fitting types below. This allows for where rainwater is only being used in some of the fittings.
Note on N32: Help Assistant: Number of fittings greywater is collected from. This allows for where greywater is not collected from all showers.
Note on N58: Help Assistant: Number of fittings greywater is collected from. This allows for where greywater is not collected from all showers.
Note on N85: Help Assistant: Number of fittings from rain/greywater as as a combined system is collected.
Note on N100: Help Assistant: Number of fittings from rain/greywater as as a combined system is collected.
Note on O85: Help Assistant: Select if rainwater is being used in each of the fitting types below. This allows for where rainwater is only being used in some of the fittings.
Note on O100: Help Assistant: Select if rainwater is being used in each of the fitting types below. This allows for where rainwater is only being used in some of the fittings.

## (DETAILED_CALCs)_Type3
BREEAM Domestic Refurbishment Wat 01 Calculator
Tool Version |  |  |  | 0.6
BREEAM Domestic Refurbishment Version |  |  |  | 2
Assessment Reference Number |  |  |  | BREEAM-XXXX-XXXX
Site Name |  |  |  | Medius House
Dwelling Reference
WATER EFFICIENCY CALCULATOR
Dwelling Description
1st step - Select from options below: | [15 empty] | for the VBA
Is a Rain and/or Greywater system specified? |  |  | Click to select |  |  |  |  | Need to discuss wording used in these fields could be confusing | [7 empty] | 0
Is a shower AND bath present? |  |  | Click to select | [12 empty] | 0
Has a washing machine been specified? |  |  | Click to select |  |  |  |  | No | [7 empty] | 0
Has a dishwasher been specified? |  |  | Click to select |  |  |  |  | No | [7 empty] | 0
| Click to select |  | Click to select
| Yes |  | Rainwater |  | Shower and Bath Value
| No |  | Greywater |  | 0
|  |  | Rain & Greywater (separate) |  | #REF!
|  |  | Rain & Greywater (combined) |  | #REF!
No
2nd step - Build spreadsheet (click button below)
As soon as this button is pressed the spreadsheet will change according to the options selected previously in the 1st step. Scroll down to see the changes.
3rd step - Enter consumption details for the specified fittings
TAPS (excluding kitchen taps) |  |  | Fitting type | Flow rate (litres/min) |  |  | Number of fittings | Total per fitting type | Is Greywater collected from this fitting? | Quantity of Fittings collected from | Is Greywater collected from this fitting? | Quantity of Fittings collected from | [11 empty] | Flow per fitting type | Combined system
|  | 1 | [5 empty] | 0 | Click to select |  | Click to select | [7 empty] | Click to select | Yes | No | fitting | flow rate | max of fittings that use | flow rate |  | COUNT cells not zero |  |  | 0
|  | 2 | [5 empty] | 0 | Click to select |  | Click to select | [7 empty] | Click to select | Yes | No | 1 | 0 | 0 | 0 |  | 0
|  | 3 | [5 empty] | 0 | Click to select |  | Click to select | [7 empty] | Click to select | Yes | No | 2 | 0 | 0 | 0
|  | 4 | [5 empty] | 0 | Click to select |  | Click to select | [7 empty] | Click to select | Yes | No | 3 | 0 | 0 | 0
Total (Sum of all quantities) | [6 empty] | 0 |  |  |  | for combined system | [10 empty] | 4 | 0 | 0 | 0
Total (Sum of all totals per fitting type) | [7 empty] | 0 | Use Factor | Fixed usage | [10 empty] | single: | Max fitting | 0 |  | 0
Average flow rate (litres/min) | [7 empty] | 0 | 1.58 | 1.58 | [10 empty] | Proportionate | Weighted | 0 |  | 0
Maximum flow rate (litres/min) | [7 empty] | 0 | [11 empty] | Average per ffitting |  | average per fitting | #DIV/0! |  | #DIV/0!
|  |  | Proportionate flow rate (litres/min) |  |  |  | 0 | [12 empty] | Above avergaes out, if all
Number to be used in main section if multiple fittings in dwelling | [7 empty] | 0 | [11 empty] | fittings were used |  | TOTAL | 0 |  | 0
|  | Consumption / person / day (Litres) |  |  |  |  | 0
BATHS |  |  | Fitting type | Capacity to overflow (litres) |  |  | Number of fittings | Total per fitting type | Is Greywater collected from this fitting? | Quantity of Fittings collected from | Is Greywater collected from this fitting? | Quantity of Fittings collected from | [9 empty] | rain/grey collection/demand |  |  | Combined system |  | COUNT cells not zero
Please make sure that either bath or shower is filled in |  | 1 | [5 empty] | 0 | Click to select |  | Click to select | [7 empty] | Click to select | Yes | No | fitting | flow rate | max of fittings that use | flow rate |  | 0
|  | 2 | [5 empty] | 0 | Click to select |  | Click to select | [7 empty] | Click to select | Yes | No | 1 | 0 | 0 | 0
|  | 3 | [5 empty] | 0 | Click to select |  | Click to select | [7 empty] | Click to select | Yes | No | 2 | 0 | 0 | 0
|  | 4 | [5 empty] | 0 | Click to select |  | Click to select | [7 empty] | Click to select | Yes | No | 3 | 0 | 0 | 0
Total (Sum of all quantities) | [6 empty] | 0 |  |  |  | for combined and seperate system | [10 empty] | 4 | 0 | 0 | 0
Total (Sum of all totals per fitting type) | [7 empty] | 0 | Use factor | Fixed usage | [10 empty] | single: | Max | 0 |  | 0
Average capacity to overflow (litres) | [7 empty] | 0 | 0.5 | 0 | [11 empty] | Weighted | 0 |  | 0
Maximum capacity to overflow (litres) | [7 empty] | 0 | [13 empty] | average | #DIV/0! |  | #DIV/0!
|  |  | Proportionate capacity to overflow (litres) |  |  |  | 0
Number to be used in main section if multiple fittings in dwelling | [7 empty] | 0 | [13 empty] | TOTAL | 0 |  | 0
|  | Consumption / person / day (Litres) |  |  |  |  | 0
SHOWERS |  |  | Fitting type | Flow rate (litres/min) |  |  | Number of fittings | Total per fitting type | Is Greywater collected from this fitting? | Quantity of Fittings collected from | Is Greywater collected from this fitting? | Quantity of Fittings collected from | [12 empty] | Combined system |  | COUNT cells not zero
Please make sure that either bath or shower is filled in |  | 1 | [5 empty] | 0 | Click to select |  | Click to select | [7 empty] | Click to select | Yes | No | fitting | flow rate | max of fittings that use | flow rate |  | 0
|  | 2 | [5 empty] | 0 | Click to select |  | Click to select | [10 empty] | 1 | 0 | 0 | 0
|  | 3 | [5 empty] | 0 | Click to select |  | Click to select | [10 empty] | 2 | 0 | 0 | 0
|  | 4 | [5 empty] | 0 | Click to select |  | Click to select | [10 empty] | 3 | 0 | 0 | 0
Total (Sum of all quantities) | [6 empty] | 0 |  |  |  | for combined system | [10 empty] | 4 | 0 | 0 | 0
Total (Sum of all totals per fitting type) | [7 empty] | 0 | Use factor | Fixed usage | [10 empty] | single: | Max | 0 |  | 0
Average flow rate (litres/min) | [7 empty] | 0 | 5.6 | 0 | [11 empty] | Weighted | 0 |  | 0
Maximum flow rate (litres/min) | [7 empty] | 0 | [13 empty] | average | #DIV/0! |  | #DIV/0!
|  |  | Proportionate flow rate (litres/min) |  |  |  | 0
Number to be used in main section if multiple fittings in dwelling | [7 empty] | 0 | [13 empty] | TOTAL | 0 |  | 0
change in use factor
|  | Consumption / person / day (Litres) |  |  |  |  | 0
DISHWASHER |  |  | Fitting Type | Litres per place setting |  |  | Number of fittings | Total per fitting type
|  | 1 | [5 empty] | 0
|  | 2 | [5 empty] | 0
|  | 3 | [5 empty] | 0
|  | 4 | [5 empty] | 0
Total (Sum of all quantities) | [6 empty] | 0
|  |  | Total (Sum of all totals per fitting type) |  |  |  |  | 0 | Use factor | Fixed usage
|  |  | Average litres per place setting |  |  |  |  | 0 | 3.6 | 0
|  |  | Maximum litres per place setting |  |  |  |  | 0
|  |  | Proportionate litres per place setting |  |  |  | 0
Number to be used in main section if multiple fittings in dwelling | [7 empty] | 0
[8 empty] | 0 |  |  |  | 17.64
|  | Consumption / person / day (Litres) |  |  |  |  | 0
WASHING MACHINES |  |  | Fitting Type | Litres per kilogram of dry load |  |  | Number of fittings | Total per fitting type | Is this fitting using greywater? | Number of fittings using greywater | Is this fitting using combined rain/greywater? | Number of fittings using combined system | Is this fitting using rainwater? | Number of Fittings using rainwater | [8 empty] | Separate systems
|  | 1 | [5 empty] | 0 | Click to select |  | Click to select |  | Click to select |  |  | Click to select | Yes | No | Click to select | Yes | No | fitting | flow rate Greywater | flow rate Rainwater | Rain/greywater combined
|  | 2 | [5 empty] | 0 | Click to select |  | Click to select |  | Click to select |  |  | Click to select | Yes | No | Click to select | Yes | No | 1 | 0 | 0 | 0 | Click to select | Yes | No |  | 0 | COUNT cells not zero
|  | 3 | [5 empty] | 0 | Click to select |  | Click to select |  | Click to select |  |  | Click to select | Yes | No | Click to select | Yes | No | 2 | 0 | 0 | 0 |  |  |  | intermediate calcs for single | 0 | Rain separate systems
|  | 4 | [5 empty] | 0 | Click to select |  | Click to select |  | Click to select |  |  | Click to select | Yes | No | Click to select | Yes | No | 3 | 0 | 0 | 0 |  |  |  |  | 0 | Greywater separate
Total (Sum of all quantities) | [6 empty] | 0 |  | Click to select |  | Click to select |  | Click to select | [8 empty] | 4 | 0 | 0 | 0
Where no washing machines have been specified but plumbing for future supply of grey/rainwater was installed, please enter details: | [8 empty] | Click to select |  | Click to select |  | Click to select |  |  | Click to select | Yes | No | Click to select | Yes | No | none specified | 0 | 0 | 0
Total (Sum of all totals per fitting type) | [7 empty] | 0 | [12 empty] | single | Max | 0 | 0 | 0
Average litres per kilogram of dry load | [7 empty] | 0 | average | Use factor | [11 empty] | weighted | 0 | 0 | 0 |  | max of fittings that use
Maximum litres per kilogram of dry load | [7 empty] | 0 |  | 2.1 | [11 empty] | average | 0 | 0 | 0 |  | 0
|  |  | Proportionate of litres/kg of dry load |  |  |  | 0 | 0 | [13 empty] | TOTAL | 0 | 0 | 0 |  | 0
[6 empty] | Use factor |  | 2.1 | 0 | [13 empty] | GREY | RAIN | Combined |  | 0
|  | Consumption / person / day (Litres) |  |  |  |  | 0 | 0 | [18 empty] | 0
8
WC's | Fitting Type |  | Flush Type | Volume** |  | Efective flushing volume | Number of fittings | Total per fitting type | Is this fitting using greywater? | Number of fittings using greywater | Is this fitting using combined rain/greywater? | Number of fittings using combined system | Is this fitting using rainwater? | Number of Fittings using rainwater | volume values validation |  | 58.8 | [5 empty] | Separate systems
1 |  |  | Full Flush |  | 0 | 0 |  | 0 | Click to select |  | Click to select |  | Click to select |  | 1 | Click to select | Yes | No | Click to select | Yes | No | fitting | flow rate Greywater | flow rate Rainwater | Rain/greywater combined
|  |  | Part Flush | [18 empty] | 1 | 0 | 0 | 0 | Click to select | Yes | No |  | 0 | COUNT cells not zero
2 |  |  | Full Flush |  | 0 | 0 |  | 0 | Click to select |  | Click to select |  | Click to select |  | 1 | Click to select | Yes | No | Click to select | Yes | No | 2 | 0 | 0 | 0 |  |  |  |  | 0 | COUNT single/dual?
|  |  | Part Flush | [18 empty] | 3 | 0 | 0 | 0
3 |  |  | Full Flush |  | 0 | 0 |  | 0 | Click to select |  | Click to select |  | Click to select |  | 1 | Click to select | Yes | No | Click to select | Yes | No | 4 | 0 | 0 | 0
|  |  | Part Flush | [26 empty] | Indentify of one fitting is using dual/single flush
4 |  |  | Full Flush |  | 0 | 0 |  | 0 | Click to select |  | Click to select |  | Click to select |  | 1 | Click to select | Yes | No | Click to select | Yes | No | [9 empty] | One fitting full flush
|  |  | Part Flush | [18 empty] | Average | 0 | 0 | 0 |  |  |  |  | 0 | one fitting dual flush
Total (Sum of all quantities) | [6 empty] | 0 |  | **For single WC's fill in the Full flush section | [12 empty] | TOTAL | 0 | 0 | 0
Total (Sum of all totals per fitting type) | [7 empty] | 0 | [14 empty] | GREY | RAIN | Combined
|  |  | Average effective flushing volume (litres) |  |  |  | 0
[6 empty] | Use factor | 4.42
Individual consumption only
|  | Consumption / person / day (Litres) |  |  |  |  | 0
KITCHEN SINK TAPS |  |  | Fitting Type | Flow rate (litres/minute) |  |  | Number of fittings | Total per fitting type
|  | 1 | [5 empty] | 0
|  | 2 | [5 empty] | 0
|  | 3 | [5 empty] | 0
|  | 4 | [5 empty] | 0
[7 empty] | use factor | fixed use
[7 empty] | 0.44 | 10.36
[6 empty] | Total (Sum of all quantities) | 0
[6 empty] | Total (Sum of all totals per fitting type) | 0
[6 empty] | Average flow rate (litres/min) | 0
[6 empty] | Maximum flow rate (litres/min) | 0 | 10.36
|  |  | Proportionate flow rate (litres/min) |  |  |  | 0
|  | Consumption / person / day (Litres) |  |  |  |  | 0
WASTE DISPOSAL UNIT
Is a waste disposal unit specified for the dwelling? |  |  |  | Click to select
Click to select
Yes
No
|  | Consumption / person / day (Litres) |  |  |  |  | 0
WATER SOFTENER
|  |  | Water Softener in use? | Click to select |  |  |  | Click to select
Yes (Communal)
Yes (Individual)
No
Total capacity used per regeneration (%)
Water consumed per regeneration (litres)
Average number of regeneration cycles per day (No.)
Number of occupants served by the system (No.)
|  | Water consumed beyond 4% (litres/day) |  |  |  |  | 0
|  | Water consumed beyond 4% person / day (Litres) |  |  |  |  | 0
RAINWATER CALCULATIONS | [6 empty] | Go to Start
Part 1: Amount of rainwater collected
Rainwater collection system in use? | [6 empty] | Yes (Individual)
Which approach is being followed from BS8515:2009? | [6 empty] | INTERMEDIATE APPROACH
[7 empty] | Click to select | Click to select
[7 empty] | DETAILED APPROACH | Yes (Individual)
[7 empty] | INTERMEDIATE APPROACH | Yes (Communal)
Rainwater collection area |  |  |  | m² |  |  |  | No
Yield co-efficient
Hydraulic filter efficiency
Average rainfall |  |  |  | mm/yr
Rainwater collection from detailed approach |  |  |  | litres/year
Number of occupants served by the system |  |  |  | (Quantity)
Percentage collected |  |  |  | % |  |  | 100%
Daily rainwater collection |  |  |  | litres |  |  | 0
Daily rainwater |  |  |  | (litres/person) |  |  | 0
Part 2: Where is the rainwater to be used?
|  |  | WC Consumption | (litres/person/day) |  |  | 0
|  |  | Washing Machine Consumption | (litres/person/day) |  |  | 0
|  |  | Daily non potable water demand: | (litres/person/day) |  |  | 0
Part 3: Savings provided by rainwater
Remaining demand requiring mains top-up/additional collection |  |  |  | (litres/person/day) |  |  | 0
Excess rainwater not currently used: |  |  |  | (litres/person/day) |  |  | 0
Water savings from rainwater use: |  |  |  | (litres/person/day) |  |  | 0
GREYWATER CALCULATIONS | [6 empty] | Go to Start
Part 1: Amount of greywater collected
|  |  | Taps Consumption | (litres/person/day) |  |  | 0
|  |  | Baths Consumption | (litres/person/day) |  |  | 0
|  |  | Showers Consumption | (litres/person/day) |  |  | 0
|  |  | Total greywater collected from above fittings: | (litres/person/day) |  |  | 0
|  |  | Percentage of used water to be recycled | %
|  |  | Total greywater collected | (litres/person/day) |  |  | 0
Part 2: Where is the greywater to be used?
|  |  | WC Consumption | (litres/person/day) |  |  | 0
|  |  | Washing Machine Consumption | (litres/person/day) |  |  | 0
|  |  | Total water consumed by above fittings | (litres/person/day) |  |  | 0
Part 3: Savings from greywater
Remaining demand requiring mains top-up/additional collection |  |  |  | (litres/person/day) |  |  | 0
|  |  | Excess greywater not currently used | (litres/person/day) |  |  | 0
|  |  | Potential Water saved from greywater use | (litres/person/day) |  |  | 0
RAIN/GREYWATER demand and savings (for combined systems)
Where is the Grey/Rainwater to be used?
|  |  | WC Consumption | (litres/person/day) |  |  | 0
|  |  | Washing Machine Consumption | (litres/person/day) |  |  | 0
|  |  | Daily non potable water demand | (litres/person/day) |  |  | 0
Savings from Rain/Greywater
Remaining demand requiring mains top-up/additional collection |  |  |  | (litres/person/day) |  |  | 0
|  |  | Excess Rain/greywater not currently used | (litres/person/day) |  |  | 0
|  |  | Potential Water saved from rain/greywater use | (litres/person/day) |  |  | 0
4th step - Analyse Results | [6 empty] | Go to Start
INTERNAL WATER CONSUMPTION
|  |  | NET INTERNAL WATER CONSUMPTION | (litres/person/day) |  |  | 0
|  |  | RAINWATER ONLY COLLECTION SAVING | (litres/person/day) |  | hide sometimes | 0
|  |  | GREYWATER ONLY RECYCLING SAVING | (litres/person/day) |  | hide sometimes | 0
RAIN/GREYWATER COLLECTION SAVING (combined system) |  |  |  | (litres/person/day) |  | hide sometimes | 0
|  |  | NORMALISATION FACTOR | (litres/person/day) |  |  | 0.91
|  |  | TOTAL WATER CONSUMPTION | (litres/person/day) |  |  | 0 | 90
BREEAM CREDITS ACHIEVED | [6 empty] | No Data | 4
Exemplary Credits Achieved | [6 empty] | No Data
Minimum Standard | [6 empty] | No Data | Level 3/4
[7 empty] | 0 | 5 | Level 5/6
[7 empty] | 80 | 5 | Level 5/6
[7 empty] | 90 | 4 | Level 3/4
[7 empty] | 105 | 3 | Level 3/4
[7 empty] | 110 | 2 | Level 1/2
[7 empty] | 120 | 1 | Level 1/2
[7 empty] | 100000000 | 0 | 0

## (DETAILED_CALCs)_Type4
BREEAM Domestic Refurbishment Wat 01 Calculator
Tool Version |  |  |  | 0.6
BREEAM Domestic Refurbishment Version |  |  |  | 2
Assessment Reference Number |  |  |  | BREEAM-XXXX-XXXX
Site Name |  |  |  | Medius House
Dwelling Reference
WATER EFFICIENCY CALCULATOR
Dwelling Description
1st step - Select from options below: | [15 empty] | for the VBA
Is a Rain and/or Greywater system specified? |  |  | Click to select |  |  |  |  | Need to discuss wording used in these fields could be confusing | [7 empty] | 0
Is a shower AND bath present? |  |  | Click to select | [12 empty] | 0
Has a washing machine been specified? |  |  | Click to select |  |  |  |  | No | [7 empty] | 0
Has a dishwasher been specified? |  |  | Click to select |  |  |  |  | No | [7 empty] | 0
| Click to select |  | Click to select
| Yes |  | Rainwater |  | Shower and Bath Value
| No |  | Greywater |  | 0
|  |  | Rain & Greywater (separate) |  | #REF!
|  |  | Rain & Greywater (combined) |  | #REF!
No
2nd step - Build spreadsheet (click button below)
As soon as this button is pressed the spreadsheet will change according to the options selected previously in the 1st step. Scroll down to see the changes.
3rd step - Enter consumption details for the specified fittings
TAPS (excluding kitchen taps) |  |  | Fitting type | Flow rate (litres/min) |  |  | Number of fittings | Total per fitting type | Is Greywater collected from this fitting? | Quantity of Fittings collected from | Is Greywater collected from this fitting? | Quantity of Fittings collected from | [11 empty] | Flow per fitting type | Combined system
|  | 1 | [5 empty] | 0 | Click to select |  | Click to select | [7 empty] | Click to select | Yes | No | fitting | flow rate | max of fittings that use | flow rate |  | COUNT cells not zero |  |  | 0
|  | 2 | [5 empty] | 0 | Click to select |  | Click to select | [7 empty] | Click to select | Yes | No | 1 | 0 | 0 | 0 |  | 0
|  | 3 | [5 empty] | 0 | Click to select |  | Click to select | [7 empty] | Click to select | Yes | No | 2 | 0 | 0 | 0
|  | 4 | [5 empty] | 0 | Click to select |  | Click to select | [7 empty] | Click to select | Yes | No | 3 | 0 | 0 | 0
Total (Sum of all quantities) | [6 empty] | 0 |  |  |  | for combined system | [10 empty] | 4 | 0 | 0 | 0
Total (Sum of all totals per fitting type) | [7 empty] | 0 | Use Factor | Fixed usage | [10 empty] | single: | Max fitting | 0 |  | 0
Average flow rate (litres/min) | [7 empty] | 0 | 1.58 | 1.58 | [10 empty] | Proportionate | Weighted | 0 |  | 0
Maximum flow rate (litres/min) | [7 empty] | 0 | [11 empty] | Average per ffitting |  | average per fitting | #DIV/0! |  | #DIV/0!
|  |  | Proportionate flow rate (litres/min) |  |  |  | 0 | [12 empty] | Above avergaes out, if all
Number to be used in main section if multiple fittings in dwelling | [7 empty] | 0 | [11 empty] | fittings were used |  | TOTAL | 0 |  | 0
|  | Consumption / person / day (Litres) |  |  |  |  | 0
BATHS |  |  | Fitting type | Capacity to overflow (litres) |  |  | Number of fittings | Total per fitting type | Is Greywater collected from this fitting? | Quantity of Fittings collected from | Is Greywater collected from this fitting? | Quantity of Fittings collected from | [9 empty] | rain/grey collection/demand |  |  | Combined system |  | COUNT cells not zero
Please make sure that either bath or shower is filled in |  | 1 | [5 empty] | 0 | Click to select |  | Click to select | [7 empty] | Click to select | Yes | No | fitting | flow rate | max of fittings that use | flow rate |  | 0
|  | 2 | [5 empty] | 0 | Click to select |  | Click to select | [7 empty] | Click to select | Yes | No | 1 | 0 | 0 | 0
|  | 3 | [5 empty] | 0 | Click to select |  | Click to select | [7 empty] | Click to select | Yes | No | 2 | 0 | 0 | 0
|  | 4 | [5 empty] | 0 | Click to select |  | Click to select | [7 empty] | Click to select | Yes | No | 3 | 0 | 0 | 0
Total (Sum of all quantities) | [6 empty] | 0 |  |  |  | for combined and seperate system | [10 empty] | 4 | 0 | 0 | 0
Total (Sum of all totals per fitting type) | [7 empty] | 0 | Use factor | Fixed usage | [10 empty] | single: | Max | 0 |  | 0
Average capacity to overflow (litres) | [7 empty] | 0 | 0.5 | 0 | [11 empty] | Weighted | 0 |  | 0
Maximum capacity to overflow (litres) | [7 empty] | 0 | [13 empty] | average | #DIV/0! |  | #DIV/0!
|  |  | Proportionate capacity to overflow (litres) |  |  |  | 0
Number to be used in main section if multiple fittings in dwelling | [7 empty] | 0 | [13 empty] | TOTAL | 0 |  | 0
|  | Consumption / person / day (Litres) |  |  |  |  | 0
SHOWERS |  |  | Fitting type | Flow rate (litres/min) |  |  | Number of fittings | Total per fitting type | Is Greywater collected from this fitting? | Quantity of Fittings collected from | Is Greywater collected from this fitting? | Quantity of Fittings collected from | [12 empty] | Combined system |  | COUNT cells not zero
Please make sure that either bath or shower is filled in |  | 1 | [5 empty] | 0 | Click to select |  | Click to select | [7 empty] | Click to select | Yes | No | fitting | flow rate | max of fittings that use | flow rate |  | 0
|  | 2 | [5 empty] | 0 | Click to select |  | Click to select | [10 empty] | 1 | 0 | 0 | 0
|  | 3 | [5 empty] | 0 | Click to select |  | Click to select | [10 empty] | 2 | 0 | 0 | 0
|  | 4 | [5 empty] | 0 | Click to select |  | Click to select | [10 empty] | 3 | 0 | 0 | 0
Total (Sum of all quantities) | [6 empty] | 0 |  |  |  | for combined system | [10 empty] | 4 | 0 | 0 | 0
Total (Sum of all totals per fitting type) | [7 empty] | 0 | Use factor | Fixed usage | [10 empty] | single: | Max | 0 |  | 0
Average flow rate (litres/min) | [7 empty] | 0 | 5.6 | 0 | [11 empty] | Weighted | 0 |  | 0
Maximum flow rate (litres/min) | [7 empty] | 0 | [13 empty] | average | #DIV/0! |  | #DIV/0!
|  |  | Proportionate flow rate (litres/min) |  |  |  | 0
Number to be used in main section if multiple fittings in dwelling | [7 empty] | 0 | [13 empty] | TOTAL | 0 |  | 0
change in use factor
|  | Consumption / person / day (Litres) |  |  |  |  | 0
DISHWASHER |  |  | Fitting Type | Litres per place setting |  |  | Number of fittings | Total per fitting type
|  | 1 | [5 empty] | 0
|  | 2 | [5 empty] | 0
|  | 3 | [5 empty] | 0
|  | 4 | [5 empty] | 0
Total (Sum of all quantities) | [6 empty] | 0
|  |  | Total (Sum of all totals per fitting type) |  |  |  |  | 0 | Use factor | Fixed usage
|  |  | Average litres per place setting |  |  |  |  | 0 | 3.6 | 0
|  |  | Maximum litres per place setting |  |  |  |  | 0
|  |  | Proportionate litres per place setting |  |  |  | 0
Number to be used in main section if multiple fittings in dwelling | [7 empty] | 0
[8 empty] | 0 |  |  |  | 17.64
|  | Consumption / person / day (Litres) |  |  |  |  | 0
WASHING MACHINES |  |  | Fitting Type | Litres per kilogram of dry load |  |  | Number of fittings | Total per fitting type | Is this fitting using greywater? | Number of fittings using greywater | Is this fitting using combined rain/greywater? | Number of fittings using combined system | Is this fitting using rainwater? | Number of Fittings using rainwater | [8 empty] | Separate systems
|  | 1 | [5 empty] | 0 | Click to select |  | Click to select |  | Click to select |  |  | Click to select | Yes | No | Click to select | Yes | No | fitting | flow rate Greywater | flow rate Rainwater | Rain/greywater combined
|  | 2 | [5 empty] | 0 | Click to select |  | Click to select |  | Click to select |  |  | Click to select | Yes | No | Click to select | Yes | No | 1 | 0 | 0 | 0 | Click to select | Yes | No |  | 0 | COUNT cells not zero
|  | 3 | [5 empty] | 0 | Click to select |  | Click to select |  | Click to select |  |  | Click to select | Yes | No | Click to select | Yes | No | 2 | 0 | 0 | 0 |  |  |  | intermediate calcs for single | 0 | Rain separate systems
|  | 4 | [5 empty] | 0 | Click to select |  | Click to select |  | Click to select |  |  | Click to select | Yes | No | Click to select | Yes | No | 3 | 0 | 0 | 0 |  |  |  |  | 0 | Greywater separate
Total (Sum of all quantities) | [6 empty] | 0 |  | Click to select |  | Click to select |  | Click to select | [8 empty] | 4 | 0 | 0 | 0
Where no washing machines have been specified but plumbing for future supply of grey/rainwater was installed, please enter details: | [8 empty] | Click to select |  | Click to select |  | Click to select |  |  | Click to select | Yes | No | Click to select | Yes | No | none specified | 0 | 0 | 0
Total (Sum of all totals per fitting type) | [7 empty] | 0 | [12 empty] | single | Max | 0 | 0 | 0
Average litres per kilogram of dry load | [7 empty] | 0 | average | Use factor | [11 empty] | weighted | 0 | 0 | 0 |  | max of fittings that use
Maximum litres per kilogram of dry load | [7 empty] | 0 |  | 2.1 | [11 empty] | average | 0 | 0 | 0 |  | 0
|  |  | Proportionate of litres/kg of dry load |  |  |  | 0 | 0 | [13 empty] | TOTAL | 0 | 0 | 0 |  | 0
[6 empty] | Use factor |  | 2.1 | 0 | [13 empty] | GREY | RAIN | Combined |  | 0
|  | Consumption / person / day (Litres) |  |  |  |  | 0 | 0 | [18 empty] | 0
8
WC's | Fitting Type |  | Flush Type | Volume** |  | Efective flushing volume | Number of fittings | Total per fitting type | Is this fitting using greywater? | Number of fittings using greywater | Is this fitting using combined rain/greywater? | Number of fittings using combined system | Is this fitting using rainwater? | Number of Fittings using rainwater | volume values validation |  | 58.8 | [5 empty] | Separate systems
1 |  |  | Full Flush |  | 0 | 0 |  | 0 | Click to select |  | Click to select |  | Click to select |  | 1 | Click to select | Yes | No | Click to select | Yes | No | fitting | flow rate Greywater | flow rate Rainwater | Rain/greywater combined
|  |  | Part Flush | [18 empty] | 1 | 0 | 0 | 0 | Click to select | Yes | No |  | 0 | COUNT cells not zero
2 |  |  | Full Flush |  | 0 | 0 |  | 0 | Click to select |  | Click to select |  | Click to select |  | 1 | Click to select | Yes | No | Click to select | Yes | No | 2 | 0 | 0 | 0 |  |  |  |  | 0 | COUNT single/dual?
|  |  | Part Flush | [18 empty] | 3 | 0 | 0 | 0
3 |  |  | Full Flush |  | 0 | 0 |  | 0 | Click to select |  | Click to select |  | Click to select |  | 1 | Click to select | Yes | No | Click to select | Yes | No | 4 | 0 | 0 | 0
|  |  | Part Flush | [26 empty] | Indentify of one fitting is using dual/single flush
4 |  |  | Full Flush |  | 0 | 0 |  | 0 | Click to select |  | Click to select |  | Click to select |  | 1 | Click to select | Yes | No | Click to select | Yes | No | [9 empty] | One fitting full flush
|  |  | Part Flush | [18 empty] | Average | 0 | 0 | 0 |  |  |  |  | 0 | one fitting dual flush
Total (Sum of all quantities) | [6 empty] | 0 |  | **For single WC's fill in the Full flush section | [12 empty] | TOTAL | 0 | 0 | 0
Total (Sum of all totals per fitting type) | [7 empty] | 0 | [14 empty] | GREY | RAIN | Combined
|  |  | Average effective flushing volume (litres) |  |  |  | 0
[6 empty] | Use factor | 4.42
Individual consumption only
|  | Consumption / person / day (Litres) |  |  |  |  | 0
KITCHEN SINK TAPS |  |  | Fitting Type | Flow rate (litres/minute) |  |  | Number of fittings | Total per fitting type
|  | 1 | [5 empty] | 0
|  | 2 | [5 empty] | 0
|  | 3 | [5 empty] | 0
|  | 4 | [5 empty] | 0
[7 empty] | use factor | fixed use
[7 empty] | 0.44 | 10.36
[6 empty] | Total (Sum of all quantities) | 0
[6 empty] | Total (Sum of all totals per fitting type) | 0
[6 empty] | Average flow rate (litres/min) | 0
[6 empty] | Maximum flow rate (litres/min) | 0 | 10.36
|  |  | Proportionate flow rate (litres/min) |  |  |  | 0
|  | Consumption / person / day (Litres) |  |  |  |  | 0
WASTE DISPOSAL UNIT
Is a waste disposal unit specified for the dwelling? |  |  |  | Click to select
Click to select
Yes
No
|  | Consumption / person / day (Litres) |  |  |  |  | 0
WATER SOFTENER
|  |  | Water Softener in use? | Click to select |  |  |  | Click to select
Yes (Communal)
Yes (Individual)
No
Total capacity used per regeneration (%)
Water consumed per regeneration (litres)
Average number of regeneration cycles per day (No.)
Number of occupants served by the system (No.)
|  | Water consumed beyond 4% (litres/day) |  |  |  |  | 0
|  | Water consumed beyond 4% person / day (Litres) |  |  |  |  | 0
RAINWATER CALCULATIONS | [6 empty] | Go to Start
Part 1: Amount of rainwater collected
Rainwater collection system in use? | [6 empty] | Yes (Individual)
Which approach is being followed from BS8515:2009? | [6 empty] | INTERMEDIATE APPROACH
[7 empty] | Click to select | Click to select
[7 empty] | DETAILED APPROACH | Yes (Individual)
[7 empty] | INTERMEDIATE APPROACH | Yes (Communal)
Rainwater collection area |  |  |  | m² |  |  |  | No
Yield co-efficient
Hydraulic filter efficiency
Average rainfall |  |  |  | mm/yr
Rainwater collection from detailed approach |  |  |  | litres/year
Number of occupants served by the system |  |  |  | (Quantity)
Percentage collected |  |  |  | % |  |  | 100%
Daily rainwater collection |  |  |  | litres |  |  | 0
Daily rainwater |  |  |  | (litres/person) |  |  | 0
Part 2: Where is the rainwater to be used?
|  |  | WC Consumption | (litres/person/day) |  |  | 0
|  |  | Washing Machine Consumption | (litres/person/day) |  |  | 0
|  |  | Daily non potable water demand: | (litres/person/day) |  |  | 0
Part 3: Savings provided by rainwater
Remaining demand requiring mains top-up/additional collection |  |  |  | (litres/person/day) |  |  | 0
Excess rainwater not currently used: |  |  |  | (litres/person/day) |  |  | 0
Water savings from rainwater use: |  |  |  | (litres/person/day) |  |  | 0
GREYWATER CALCULATIONS | [6 empty] | Go to Start
Part 1: Amount of greywater collected
|  |  | Taps Consumption | (litres/person/day) |  |  | 0
|  |  | Baths Consumption | (litres/person/day) |  |  | 0
|  |  | Showers Consumption | (litres/person/day) |  |  | 0
|  |  | Total greywater collected from above fittings: | (litres/person/day) |  |  | 0
|  |  | Percentage of used water to be recycled | %
|  |  | Total greywater collected | (litres/person/day) |  |  | 0
Part 2: Where is the greywater to be used?
|  |  | WC Consumption | (litres/person/day) |  |  | 0
|  |  | Washing Machine Consumption | (litres/person/day) |  |  | 0
|  |  | Total water consumed by above fittings | (litres/person/day) |  |  | 0
Part 3: Savings from greywater
Remaining demand requiring mains top-up/additional collection |  |  |  | (litres/person/day) |  |  | 0
|  |  | Excess greywater not currently used | (litres/person/day) |  |  | 0
|  |  | Potential Water saved from greywater use | (litres/person/day) |  |  | 0
RAIN/GREYWATER demand and savings (for combined systems)
Where is the Grey/Rainwater to be used?
|  |  | WC Consumption | (litres/person/day) |  |  | 0
|  |  | Washing Machine Consumption | (litres/person/day) |  |  | 0
|  |  | Daily non potable water demand | (litres/person/day) |  |  | 0
Savings from Rain/Greywater
Remaining demand requiring mains top-up/additional collection |  |  |  | (litres/person/day) |  |  | 0
|  |  | Excess Rain/greywater not currently used | (litres/person/day) |  |  | 0
|  |  | Potential Water saved from rain/greywater use | (litres/person/day) |  |  | 0
4th step - Analyse Results | [6 empty] | Go to Start
INTERNAL WATER CONSUMPTION
|  |  | NET INTERNAL WATER CONSUMPTION | (litres/person/day) |  |  | 0
|  |  | RAINWATER ONLY COLLECTION SAVING | (litres/person/day) |  | hide sometimes | 0
|  |  | GREYWATER ONLY RECYCLING SAVING | (litres/person/day) |  | hide sometimes | 0
RAIN/GREYWATER COLLECTION SAVING (combined system) |  |  |  | (litres/person/day) |  | hide sometimes | 0
|  |  | NORMALISATION FACTOR | (litres/person/day) |  |  | 0.91
|  |  | TOTAL WATER CONSUMPTION | (litres/person/day) |  |  | 0 | 90
BREEAM CREDITS ACHIEVED | [6 empty] | No Data | 4
Exemplary Credits Achieved | [6 empty] | No Data
Minimum Standard | [6 empty] | No Data | Level 3/4
[7 empty] | 0 | 5 | Level 5/6
[7 empty] | 80 | 5 | Level 5/6
[7 empty] | 90 | 4 | Level 3/4
[7 empty] | 105 | 3 | Level 3/4
[7 empty] | 110 | 2 | Level 1/2
[7 empty] | 120 | 1 | Level 1/2
[7 empty] | 100000000 | 0 | 0

## (DETAILED_CALCs)_Type5
BREEAM Domestic Refurbishment Wat 01 Calculator
Tool Version |  |  |  | 0.6
BREEAM Domestic Refurbishment Version |  |  |  | 2
Assessment Reference Number |  |  |  | BREEAM-XXXX-XXXX
Site Name |  |  |  | Medius House
Dwelling Reference
WATER EFFICIENCY CALCULATOR
Dwelling Description
1st step - Select from options below: | [15 empty] | for the VBA
Is a Rain and/or Greywater system specified? |  |  | Click to select |  |  |  |  | Need to discuss wording used in these fields could be confusing | [7 empty] | 0
Is a shower AND bath present? |  |  | Click to select | [12 empty] | 0
Has a washing machine been specified? |  |  | Click to select |  |  |  |  | No | [7 empty] | 0
Has a dishwasher been specified? |  |  | Click to select |  |  |  |  | No | [7 empty] | 0
| Click to select |  | Click to select
| Yes |  | Rainwater |  | Shower and Bath Value
| No |  | Greywater |  | 0
|  |  | Rain & Greywater (separate) |  | #REF!
|  |  | Rain & Greywater (combined) |  | #REF!
No
2nd step - Build spreadsheet (click button below)
As soon as this button is pressed the spreadsheet will change according to the options selected previously in the 1st step. Scroll down to see the changes.
3rd step - Enter consumption details for the specified fittings
TAPS (excluding kitchen taps) |  |  | Fitting type | Flow rate (litres/min) |  |  | Number of fittings | Total per fitting type | Is Greywater collected from this fitting? | Quantity of Fittings collected from | Is Greywater collected from this fitting? | Quantity of Fittings collected from | [11 empty] | Flow per fitting type | Combined system
|  | 1 | [5 empty] | 0 | Click to select |  | Click to select | [7 empty] | Click to select | Yes | No | fitting | flow rate | max of fittings that use | flow rate |  | COUNT cells not zero |  |  | 0
|  | 2 | [5 empty] | 0 | Click to select |  | Click to select | [7 empty] | Click to select | Yes | No | 1 | 0 | 0 | 0 |  | 0
|  | 3 | [5 empty] | 0 | Click to select |  | Click to select | [7 empty] | Click to select | Yes | No | 2 | 0 | 0 | 0
|  | 4 | [5 empty] | 0 | Click to select |  | Click to select | [7 empty] | Click to select | Yes | No | 3 | 0 | 0 | 0
Total (Sum of all quantities) | [6 empty] | 0 |  |  |  | for combined system | [10 empty] | 4 | 0 | 0 | 0
Total (Sum of all totals per fitting type) | [7 empty] | 0 | Use Factor | Fixed usage | [10 empty] | single: | Max fitting | 0 |  | 0
Average flow rate (litres/min) | [7 empty] | 0 | 1.58 | 1.58 | [10 empty] | Proportionate | Weighted | 0 |  | 0
Maximum flow rate (litres/min) | [7 empty] | 0 | [11 empty] | Average per ffitting |  | average per fitting | #DIV/0! |  | #DIV/0!
|  |  | Proportionate flow rate (litres/min) |  |  |  | 0 | [12 empty] | Above avergaes out, if all
Number to be used in main section if multiple fittings in dwelling | [7 empty] | 0 | [11 empty] | fittings were used |  | TOTAL | 0 |  | 0
|  | Consumption / person / day (Litres) |  |  |  |  | 0
BATHS |  |  | Fitting type | Capacity to overflow (litres) |  |  | Number of fittings | Total per fitting type | Is Greywater collected from this fitting? | Quantity of Fittings collected from | Is Greywater collected from this fitting? | Quantity of Fittings collected from | [9 empty] | rain/grey collection/demand |  |  | Combined system |  | COUNT cells not zero
Please make sure that either bath or shower is filled in |  | 1 | [5 empty] | 0 | Click to select |  | Click to select | [7 empty] | Click to select | Yes | No | fitting | flow rate | max of fittings that use | flow rate |  | 0
|  | 2 | [5 empty] | 0 | Click to select |  | Click to select | [7 empty] | Click to select | Yes | No | 1 | 0 | 0 | 0
|  | 3 | [5 empty] | 0 | Click to select |  | Click to select | [7 empty] | Click to select | Yes | No | 2 | 0 | 0 | 0
|  | 4 | [5 empty] | 0 | Click to select |  | Click to select | [7 empty] | Click to select | Yes | No | 3 | 0 | 0 | 0
Total (Sum of all quantities) | [6 empty] | 0 |  |  |  | for combined and seperate system | [10 empty] | 4 | 0 | 0 | 0
Total (Sum of all totals per fitting type) | [7 empty] | 0 | Use factor | Fixed usage | [10 empty] | single: | Max | 0 |  | 0
Average capacity to overflow (litres) | [7 empty] | 0 | 0.5 | 0 | [11 empty] | Weighted | 0 |  | 0
Maximum capacity to overflow (litres) | [7 empty] | 0 | [13 empty] | average | #DIV/0! |  | #DIV/0!
|  |  | Proportionate capacity to overflow (litres) |  |  |  | 0
Number to be used in main section if multiple fittings in dwelling | [7 empty] | 0 | [13 empty] | TOTAL | 0 |  | 0
|  | Consumption / person / day (Litres) |  |  |  |  | 0
SHOWERS |  |  | Fitting type | Flow rate (litres/min) |  |  | Number of fittings | Total per fitting type | Is Greywater collected from this fitting? | Quantity of Fittings collected from | Is Greywater collected from this fitting? | Quantity of Fittings collected from | [12 empty] | Combined system |  | COUNT cells not zero
Please make sure that either bath or shower is filled in |  | 1 | [5 empty] | 0 | Click to select |  | Click to select | [7 empty] | Click to select | Yes | No | fitting | flow rate | max of fittings that use | flow rate |  | 0
|  | 2 | [5 empty] | 0 | Click to select |  | Click to select | [10 empty] | 1 | 0 | 0 | 0
|  | 3 | [5 empty] | 0 | Click to select |  | Click to select | [10 empty] | 2 | 0 | 0 | 0
|  | 4 | [5 empty] | 0 | Click to select |  | Click to select | [10 empty] | 3 | 0 | 0 | 0
Total (Sum of all quantities) | [6 empty] | 0 |  |  |  | for combined system | [10 empty] | 4 | 0 | 0 | 0
Total (Sum of all totals per fitting type) | [7 empty] | 0 | Use factor | Fixed usage | [10 empty] | single: | Max | 0 |  | 0
Average flow rate (litres/min) | [7 empty] | 0 | 5.6 | 0 | [11 empty] | Weighted | 0 |  | 0
Maximum flow rate (litres/min) | [7 empty] | 0 | [13 empty] | average | #DIV/0! |  | #DIV/0!
|  |  | Proportionate flow rate (litres/min) |  |  |  | 0
Number to be used in main section if multiple fittings in dwelling | [7 empty] | 0 | [13 empty] | TOTAL | 0 |  | 0
change in use factor
|  | Consumption / person / day (Litres) |  |  |  |  | 0
DISHWASHER |  |  | Fitting Type | Litres per place setting |  |  | Number of fittings | Total per fitting type
|  | 1 | [5 empty] | 0
|  | 2 | [5 empty] | 0
|  | 3 | [5 empty] | 0
|  | 4 | [5 empty] | 0
Total (Sum of all quantities) | [6 empty] | 0
|  |  | Total (Sum of all totals per fitting type) |  |  |  |  | 0 | Use factor | Fixed usage
|  |  | Average litres per place setting |  |  |  |  | 0 | 3.6 | 0
|  |  | Maximum litres per place setting |  |  |  |  | 0
|  |  | Proportionate litres per place setting |  |  |  | 0
Number to be used in main section if multiple fittings in dwelling | [7 empty] | 0
[8 empty] | 0 |  |  |  | 17.64
|  | Consumption / person / day (Litres) |  |  |  |  | 0
WASHING MACHINES |  |  | Fitting Type | Litres per kilogram of dry load |  |  | Number of fittings | Total per fitting type | Is this fitting using greywater? | Number of fittings using greywater | Is this fitting using combined rain/greywater? | Number of fittings using combined system | Is this fitting using rainwater? | Number of Fittings using rainwater | [8 empty] | Separate systems
|  | 1 | [5 empty] | 0 | Click to select |  | Click to select |  | Click to select |  |  | Click to select | Yes | No | Click to select | Yes | No | fitting | flow rate Greywater | flow rate Rainwater | Rain/greywater combined
|  | 2 | [5 empty] | 0 | Click to select |  | Click to select |  | Click to select |  |  | Click to select | Yes | No | Click to select | Yes | No | 1 | 0 | 0 | 0 | Click to select | Yes | No |  | 0 | COUNT cells not zero
|  | 3 | [5 empty] | 0 | Click to select |  | Click to select |  | Click to select |  |  | Click to select | Yes | No | Click to select | Yes | No | 2 | 0 | 0 | 0 |  |  |  | intermediate calcs for single | 0 | Rain separate systems
|  | 4 | [5 empty] | 0 | Click to select |  | Click to select |  | Click to select |  |  | Click to select | Yes | No | Click to select | Yes | No | 3 | 0 | 0 | 0 |  |  |  |  | 0 | Greywater separate
Total (Sum of all quantities) | [6 empty] | 0 |  | Click to select |  | Click to select |  | Click to select | [8 empty] | 4 | 0 | 0 | 0
Where no washing machines have been specified but plumbing for future supply of grey/rainwater was installed, please enter details: | [8 empty] | Click to select |  | Click to select |  | Click to select |  |  | Click to select | Yes | No | Click to select | Yes | No | none specified | 0 | 0 | 0
Total (Sum of all totals per fitting type) | [7 empty] | 0 | [12 empty] | single | Max | 0 | 0 | 0
Average litres per kilogram of dry load | [7 empty] | 0 | average | Use factor | [11 empty] | weighted | 0 | 0 | 0 |  | max of fittings that use
Maximum litres per kilogram of dry load | [7 empty] | 0 |  | 2.1 | [11 empty] | average | 0 | 0 | 0 |  | 0
|  |  | Proportionate of litres/kg of dry load |  |  |  | 0 | 0 | [13 empty] | TOTAL | 0 | 0 | 0 |  | 0
[6 empty] | Use factor |  | 2.1 | 0 | [13 empty] | GREY | RAIN | Combined |  | 0
|  | Consumption / person / day (Litres) |  |  |  |  | 0 | 0 | [18 empty] | 0
8
WC's | Fitting Type |  | Flush Type | Volume** |  | Efective flushing volume | Number of fittings | Total per fitting type | Is this fitting using greywater? | Number of fittings using greywater | Is this fitting using combined rain/greywater? | Number of fittings using combined system | Is this fitting using rainwater? | Number of Fittings using rainwater | volume values validation |  | 58.8 | [5 empty] | Separate systems
1 |  |  | Full Flush |  | 0 | 0 |  | 0 | Click to select |  | Click to select |  | Click to select |  | 1 | Click to select | Yes | No | Click to select | Yes | No | fitting | flow rate Greywater | flow rate Rainwater | Rain/greywater combined
|  |  | Part Flush | [18 empty] | 1 | 0 | 0 | 0 | Click to select | Yes | No |  | 0 | COUNT cells not zero
2 |  |  | Full Flush |  | 0 | 0 |  | 0 | Click to select |  | Click to select |  | Click to select |  | 1 | Click to select | Yes | No | Click to select | Yes | No | 2 | 0 | 0 | 0 |  |  |  |  | 0 | COUNT single/dual?
|  |  | Part Flush | [18 empty] | 3 | 0 | 0 | 0
3 |  |  | Full Flush |  | 0 | 0 |  | 0 | Click to select |  | Click to select |  | Click to select |  | 1 | Click to select | Yes | No | Click to select | Yes | No | 4 | 0 | 0 | 0
|  |  | Part Flush | [26 empty] | Indentify of one fitting is using dual/single flush
4 |  |  | Full Flush |  | 0 | 0 |  | 0 | Click to select |  | Click to select |  | Click to select |  | 1 | Click to select | Yes | No | Click to select | Yes | No | [9 empty] | One fitting full flush
|  |  | Part Flush | [18 empty] | Average | 0 | 0 | 0 |  |  |  |  | 0 | one fitting dual flush
Total (Sum of all quantities) | [6 empty] | 0 |  | **For single WC's fill in the Full flush section | [12 empty] | TOTAL | 0 | 0 | 0
Total (Sum of all totals per fitting type) | [7 empty] | 0 | [14 empty] | GREY | RAIN | Combined
|  |  | Average effective flushing volume (litres) |  |  |  | 0
[6 empty] | Use factor | 4.42
Individual consumption only
|  | Consumption / person / day (Litres) |  |  |  |  | 0
KITCHEN SINK TAPS |  |  | Fitting Type | Flow rate (litres/minute) |  |  | Number of fittings | Total per fitting type
|  | 1 | [5 empty] | 0
|  | 2 | [5 empty] | 0
|  | 3 | [5 empty] | 0
|  | 4 | [5 empty] | 0
[7 empty] | use factor | fixed use
[7 empty] | 0.44 | 10.36
[6 empty] | Total (Sum of all quantities) | 0
[6 empty] | Total (Sum of all totals per fitting type) | 0
[6 empty] | Average flow rate (litres/min) | 0
[6 empty] | Maximum flow rate (litres/min) | 0 | 10.36
|  |  | Proportionate flow rate (litres/min) |  |  |  | 0
|  | Consumption / person / day (Litres) |  |  |  |  | 0
WASTE DISPOSAL UNIT
Is a waste disposal unit specified for the dwelling? |  |  |  | Click to select
Click to select
Yes
No
|  | Consumption / person / day (Litres) |  |  |  |  | 0
WATER SOFTENER
|  |  | Water Softener in use? | Click to select |  |  |  | Click to select
Yes (Communal)
Yes (Individual)
No
|  |  | Total capacity used per regeneration (%) | 3
|  |  | Water consumed per regeneration (litres) | 55
Average number of regeneration cycles per day (No.) |  |  |  | 2
Number of occupants served by the system (No.)
|  | Water consumed beyond 4% (litres/day) |  |  |  |  | 0
|  | Water consumed beyond 4% person / day (Litres) |  |  |  |  | 0
RAINWATER CALCULATIONS | [6 empty] | Go to Start
Part 1: Amount of rainwater collected
Rainwater collection system in use? | [6 empty] | Yes (Individual)
Which approach is being followed from BS8515:2009? | [6 empty] | INTERMEDIATE APPROACH
[7 empty] | Click to select | Click to select
[7 empty] | DETAILED APPROACH | Yes (Individual)
[7 empty] | INTERMEDIATE APPROACH | Yes (Communal)
Rainwater collection area |  |  |  | m² |  |  |  | No
Yield co-efficient
Hydraulic filter efficiency
Average rainfall |  |  |  | mm/yr
Rainwater collection from detailed approach |  |  |  | litres/year
Number of occupants served by the system |  |  |  | (Quantity)
Percentage collected |  |  |  | % |  |  | 100%
Daily rainwater collection |  |  |  | litres |  |  | 0
Daily rainwater |  |  |  | (litres/person) |  |  | 0
Part 2: Where is the rainwater to be used?
|  |  | WC Consumption | (litres/person/day) |  |  | 0
|  |  | Washing Machine Consumption | (litres/person/day) |  |  | 0
|  |  | Daily non potable water demand: | (litres/person/day) |  |  | 0
Part 3: Savings provided by rainwater
Remaining demand requiring mains top-up/additional collection |  |  |  | (litres/person/day) |  |  | 0
Excess rainwater not currently used: |  |  |  | (litres/person/day) |  |  | 0
Water savings from rainwater use: |  |  |  | (litres/person/day) |  |  | 0
GREYWATER CALCULATIONS | [6 empty] | Go to Start
Part 1: Amount of greywater collected
|  |  | Taps Consumption | (litres/person/day) |  |  | 0
|  |  | Baths Consumption | (litres/person/day) |  |  | 0
|  |  | Showers Consumption | (litres/person/day) |  |  | 0
|  |  | Total greywater collected from above fittings: | (litres/person/day) |  |  | 0
|  |  | Percentage of used water to be recycled | %
|  |  | Total greywater collected | (litres/person/day) |  |  | 0
Part 2: Where is the greywater to be used?
|  |  | WC Consumption | (litres/person/day) |  |  | 0
|  |  | Washing Machine Consumption | (litres/person/day) |  |  | 0
|  |  | Total water consumed by above fittings | (litres/person/day) |  |  | 0
Part 3: Savings from greywater
Remaining demand requiring mains top-up/additional collection |  |  |  | (litres/person/day) |  |  | 0
|  |  | Excess greywater not currently used | (litres/person/day) |  |  | 0
|  |  | Potential Water saved from greywater use | (litres/person/day) |  |  | 0
RAIN/GREYWATER demand and savings (for combined systems)
Where is the Grey/Rainwater to be used?
|  |  | WC Consumption | (litres/person/day) |  |  | 0
|  |  | Washing Machine Consumption | (litres/person/day) |  |  | 0
|  |  | Daily non potable water demand | (litres/person/day) |  |  | 0
Savings from Rain/Greywater
Remaining demand requiring mains top-up/additional collection |  |  |  | (litres/person/day) |  |  | 0
|  |  | Excess Rain/greywater not currently used | (litres/person/day) |  |  | 0
|  |  | Potential Water saved from rain/greywater use | (litres/person/day) |  |  | 0
4th step - Analyse Results | [6 empty] | Go to Start
INTERNAL WATER CONSUMPTION
|  |  | NET INTERNAL WATER CONSUMPTION | (litres/person/day) |  |  | 0
|  |  | RAINWATER ONLY COLLECTION SAVING | (litres/person/day) |  | hide sometimes | 0
|  |  | GREYWATER ONLY RECYCLING SAVING | (litres/person/day) |  | hide sometimes | 0
RAIN/GREYWATER COLLECTION SAVING (combined system) |  |  |  | (litres/person/day) |  | hide sometimes | 0
|  |  | NORMALISATION FACTOR | (litres/person/day) |  |  | 0.91
|  |  | TOTAL WATER CONSUMPTION | (litres/person/day) |  |  | 0 | 90
BREEAM CREDITS ACHIEVED | [6 empty] | No Data | 4
Exemplary Credits Achieved | [6 empty] | No Data
Minimum Standard | [6 empty] | No Data | Level 3/4
[7 empty] | 0 | 5 | Level 5/6
[7 empty] | 80 | 5 | Level 5/6
[7 empty] | 90 | 4 | Level 3/4
[7 empty] | 105 | 3 | Level 3/4
[7 empty] | 110 | 2 | Level 1/2
[7 empty] | 120 | 1 | Level 1/2
[7 empty] | 100000000 | 0 | 0

## (DETAILED_CALCs)_Type6
BREEAM Domestic Refurbishment Wat 01 Calculator
Tool Version |  |  |  | 0.6
BREEAM Domestic Refurbishment Version |  |  |  | 2
Assessment Reference Number |  |  |  | BREEAM-XXXX-XXXX
Site Name |  |  |  | Medius House
Dwelling Reference
WATER EFFICIENCY CALCULATOR
Dwelling Description
1st step - Select from options below: | [15 empty] | for the VBA
Is a Rain and/or Greywater system specified? |  |  | Click to select |  |  |  |  | Need to discuss wording used in these fields could be confusing | [7 empty] | 0
Is a shower AND bath present? |  |  | Click to select | [12 empty] | 0
Has a washing machine been specified? |  |  | Click to select |  |  |  |  | No | [7 empty] | 0
Has a dishwasher been specified? |  |  | Click to select |  |  |  |  | No | [7 empty] | 0
| Click to select |  | Click to select
| Yes |  | Rainwater |  | Shower and Bath Value
| No |  | Greywater |  | 0
|  |  | Rain & Greywater (separate) |  | #REF!
|  |  | Rain & Greywater (combined) |  | #REF!
No
2nd step - Build spreadsheet (click button below)
As soon as this button is pressed the spreadsheet will change according to the options selected previously in the 1st step. Scroll down to see the changes.
3rd step - Enter consumption details for the specified fittings
TAPS (excluding kitchen taps) |  |  | Fitting type | Flow rate (litres/min) |  |  | Number of fittings | Total per fitting type | Is Greywater collected from this fitting? | Quantity of Fittings collected from | Is Greywater collected from this fitting? | Quantity of Fittings collected from | [11 empty] | Flow per fitting type | Combined system
|  | 1 | [5 empty] | 0 | Click to select |  | Click to select | [7 empty] | Click to select | Yes | No | fitting | flow rate | max of fittings that use | flow rate |  | COUNT cells not zero |  |  | 0
|  | 2 | [5 empty] | 0 | Click to select |  | Click to select | [7 empty] | Click to select | Yes | No | 1 | 0 | 0 | 0 |  | 0
|  | 3 | [5 empty] | 0 | Click to select |  | Click to select | [7 empty] | Click to select | Yes | No | 2 | 0 | 0 | 0
|  | 4 | [5 empty] | 0 | Click to select |  | Click to select | [7 empty] | Click to select | Yes | No | 3 | 0 | 0 | 0
Total (Sum of all quantities) | [6 empty] | 0 |  |  |  | for combined system | [10 empty] | 4 | 0 | 0 | 0
Total (Sum of all totals per fitting type) | [7 empty] | 0 | Use Factor | Fixed usage | [10 empty] | single: | Max fitting | 0 |  | 0
Average flow rate (litres/min) | [7 empty] | 0 | 1.58 | 1.58 | [10 empty] | Proportionate | Weighted | 0 |  | 0
Maximum flow rate (litres/min) | [7 empty] | 0 | [11 empty] | Average per ffitting |  | average per fitting | #DIV/0! |  | #DIV/0!
|  |  | Proportionate flow rate (litres/min) |  |  |  | 0 | [12 empty] | Above avergaes out, if all
Number to be used in main section if multiple fittings in dwelling | [7 empty] | 0 | [11 empty] | fittings were used |  | TOTAL | 0 |  | 0
|  | Consumption / person / day (Litres) |  |  |  |  | 0
BATHS |  |  | Fitting type | Capacity to overflow (litres) |  |  | Number of fittings | Total per fitting type | Is Greywater collected from this fitting? | Quantity of Fittings collected from | Is Greywater collected from this fitting? | Quantity of Fittings collected from | [9 empty] | rain/grey collection/demand |  |  | Combined system |  | COUNT cells not zero
Please make sure that either bath or shower is filled in |  | 1 | [5 empty] | 0 | Click to select |  | Click to select | [7 empty] | Click to select | Yes | No | fitting | flow rate | max of fittings that use | flow rate |  | 0
|  | 2 | [5 empty] | 0 | Click to select |  | Click to select | [7 empty] | Click to select | Yes | No | 1 | 0 | 0 | 0
|  | 3 | [5 empty] | 0 | Click to select |  | Click to select | [7 empty] | Click to select | Yes | No | 2 | 0 | 0 | 0
|  | 4 | [5 empty] | 0 | Click to select |  | Click to select | [7 empty] | Click to select | Yes | No | 3 | 0 | 0 | 0
Total (Sum of all quantities) | [6 empty] | 0 |  |  |  | for combined and seperate system | [10 empty] | 4 | 0 | 0 | 0
Total (Sum of all totals per fitting type) | [7 empty] | 0 | Use factor | Fixed usage | [10 empty] | single: | Max | 0 |  | 0
Average capacity to overflow (litres) | [7 empty] | 0 | 0.5 | 0 | [11 empty] | Weighted | 0 |  | 0
Maximum capacity to overflow (litres) | [7 empty] | 0 | [13 empty] | average | #DIV/0! |  | #DIV/0!
|  |  | Proportionate capacity to overflow (litres) |  |  |  | 0
Number to be used in main section if multiple fittings in dwelling | [7 empty] | 0 | [13 empty] | TOTAL | 0 |  | 0
|  | Consumption / person / day (Litres) |  |  |  |  | 0
SHOWERS |  |  | Fitting type | Flow rate (litres/min) |  |  | Number of fittings | Total per fitting type | Is Greywater collected from this fitting? | Quantity of Fittings collected from | Is Greywater collected from this fitting? | Quantity of Fittings collected from | [12 empty] | Combined system |  | COUNT cells not zero
Please make sure that either bath or shower is filled in |  | 1 | [5 empty] | 0 | Click to select |  | Click to select | [7 empty] | Click to select | Yes | No | fitting | flow rate | max of fittings that use | flow rate |  | 0
|  | 2 | [5 empty] | 0 | Click to select |  | Click to select | [10 empty] | 1 | 0 | 0 | 0
|  | 3 | [5 empty] | 0 | Click to select |  | Click to select | [10 empty] | 2 | 0 | 0 | 0
|  | 4 | [5 empty] | 0 | Click to select |  | Click to select | [10 empty] | 3 | 0 | 0 | 0
Total (Sum of all quantities) | [6 empty] | 0 |  |  |  | for combined system | [10 empty] | 4 | 0 | 0 | 0
Total (Sum of all totals per fitting type) | [7 empty] | 0 | Use factor | Fixed usage | [10 empty] | single: | Max | 0 |  | 0
Average flow rate (litres/min) | [7 empty] | 0 | 5.6 | 0 | [11 empty] | Weighted | 0 |  | 0
Maximum flow rate (litres/min) | [7 empty] | 0 | [13 empty] | average | #DIV/0! |  | #DIV/0!
|  |  | Proportionate flow rate (litres/min) |  |  |  | 0
Number to be used in main section if multiple fittings in dwelling | [7 empty] | 0 | [13 empty] | TOTAL | 0 |  | 0
change in use factor
|  | Consumption / person / day (Litres) |  |  |  |  | 0
DISHWASHER |  |  | Fitting Type | Litres per place setting |  |  | Number of fittings | Total per fitting type
|  | 1 | [5 empty] | 0
|  | 2 | [5 empty] | 0
|  | 3 | [5 empty] | 0
|  | 4 | [5 empty] | 0
Total (Sum of all quantities) | [6 empty] | 0
|  |  | Total (Sum of all totals per fitting type) |  |  |  |  | 0 | Use factor | Fixed usage
|  |  | Average litres per place setting |  |  |  |  | 0 | 3.6 | 0
|  |  | Maximum litres per place setting |  |  |  |  | 0
|  |  | Proportionate litres per place setting |  |  |  | 0
Number to be used in main section if multiple fittings in dwelling | [7 empty] | 0
[8 empty] | 0 |  |  |  | 17.64
|  | Consumption / person / day (Litres) |  |  |  |  | 0
WASHING MACHINES |  |  | Fitting Type | Litres per kilogram of dry load |  |  | Number of fittings | Total per fitting type | Is this fitting using greywater? | Number of fittings using greywater | Is this fitting using combined rain/greywater? | Number of fittings using combined system | Is this fitting using rainwater? | Number of Fittings using rainwater | [8 empty] | Separate systems
|  | 1 | [5 empty] | 0 | Click to select |  | Click to select |  | Click to select |  |  | Click to select | Yes | No | Click to select | Yes | No | fitting | flow rate Greywater | flow rate Rainwater | Rain/greywater combined
|  | 2 | [5 empty] | 0 | Click to select |  | Click to select |  | Click to select |  |  | Click to select | Yes | No | Click to select | Yes | No | 1 | 0 | 0 | 0 | Click to select | Yes | No |  | 0 | COUNT cells not zero
|  | 3 | [5 empty] | 0 | Click to select |  | Click to select |  | Click to select |  |  | Click to select | Yes | No | Click to select | Yes | No | 2 | 0 | 0 | 0 |  |  |  | intermediate calcs for single | 0 | Rain separate systems
|  | 4 | [5 empty] | 0 | Click to select |  | Click to select |  | Click to select |  |  | Click to select | Yes | No | Click to select | Yes | No | 3 | 0 | 0 | 0 |  |  |  |  | 0 | Greywater separate
Total (Sum of all quantities) | [6 empty] | 0 |  | Click to select |  | Click to select |  | Click to select | [8 empty] | 4 | 0 | 0 | 0
Where no washing machines have been specified but plumbing for future supply of grey/rainwater was installed, please enter details: | [8 empty] | Click to select |  | Click to select |  | Click to select |  |  | Click to select | Yes | No | Click to select | Yes | No | none specified | 0 | 0 | 0
Total (Sum of all totals per fitting type) | [7 empty] | 0 | [12 empty] | single | Max | 0 | 0 | 0
Average litres per kilogram of dry load | [7 empty] | 0 | average | Use factor | [11 empty] | weighted | 0 | 0 | 0 |  | max of fittings that use
Maximum litres per kilogram of dry load | [7 empty] | 0 |  | 2.1 | [11 empty] | average | 0 | 0 | 0 |  | 0
|  |  | Proportionate of litres/kg of dry load |  |  |  | 0 | 0 | [13 empty] | TOTAL | 0 | 0 | 0 |  | 0
[6 empty] | Use factor |  | 2.1 | 0 | [13 empty] | GREY | RAIN | Combined |  | 0
|  | Consumption / person / day (Litres) |  |  |  |  | 0 | 0 | [18 empty] | 0
8
WC's | Fitting Type |  | Flush Type | Volume** |  | Efective flushing volume | Number of fittings | Total per fitting type | Is this fitting using greywater? | Number of fittings using greywater | Is this fitting using combined rain/greywater? | Number of fittings using combined system | Is this fitting using rainwater? | Number of Fittings using rainwater | volume values validation |  | 58.8 | [5 empty] | Separate systems
1 |  |  | Full Flush |  | 0 | 0 |  | 0 | Click to select |  | Click to select |  | Click to select |  | 1 | Click to select | Yes | No | Click to select | Yes | No | fitting | flow rate Greywater | flow rate Rainwater | Rain/greywater combined
|  |  | Part Flush | [18 empty] | 1 | 0 | 0 | 0 | Click to select | Yes | No |  | 0 | COUNT cells not zero
2 |  |  | Full Flush |  | 0 | 0 |  | 0 | Click to select |  | Click to select |  | Click to select |  | 1 | Click to select | Yes | No | Click to select | Yes | No | 2 | 0 | 0 | 0 |  |  |  |  | 0 | COUNT single/dual?
|  |  | Part Flush | [18 empty] | 3 | 0 | 0 | 0
3 |  |  | Full Flush |  | 0 | 0 |  | 0 | Click to select |  | Click to select |  | Click to select |  | 1 | Click to select | Yes | No | Click to select | Yes | No | 4 | 0 | 0 | 0
|  |  | Part Flush | [26 empty] | Indentify of one fitting is using dual/single flush
4 |  |  | Full Flush |  | 0 | 0 |  | 0 | Click to select |  | Click to select |  | Click to select |  | 1 | Click to select | Yes | No | Click to select | Yes | No | [9 empty] | One fitting full flush
|  |  | Part Flush | [18 empty] | Average | 0 | 0 | 0 |  |  |  |  | 0 | one fitting dual flush
Total (Sum of all quantities) | [6 empty] | 0 |  | **For single WC's fill in the Full flush section | [12 empty] | TOTAL | 0 | 0 | 0
Total (Sum of all totals per fitting type) | [7 empty] | 0 | [14 empty] | GREY | RAIN | Combined
|  |  | Average effective flushing volume (litres) |  |  |  | 0
[6 empty] | Use factor | 4.42
Individual consumption only
|  | Consumption / person / day (Litres) |  |  |  |  | 0
KITCHEN SINK TAPS |  |  | Fitting Type | Flow rate (litres/minute) |  |  | Number of fittings | Total per fitting type
|  | 1 | [5 empty] | 0
|  | 2 | [5 empty] | 0
|  | 3 | [5 empty] | 0
|  | 4 | [5 empty] | 0
[7 empty] | use factor | fixed use
[7 empty] | 0.44 | 10.36
[6 empty] | Total (Sum of all quantities) | 0
[6 empty] | Total (Sum of all totals per fitting type) | 0
[6 empty] | Average flow rate (litres/min) | 0
[6 empty] | Maximum flow rate (litres/min) | 0 | 10.36
|  |  | Proportionate flow rate (litres/min) |  |  |  | 0
|  | Consumption / person / day (Litres) |  |  |  |  | 0
WASTE DISPOSAL UNIT
Is a waste disposal unit specified for the dwelling? |  |  |  | Click to select
Click to select
Yes
No
|  | Consumption / person / day (Litres) |  |  |  |  | 0
WATER SOFTENER
|  |  | Water Softener in use? | Click to select |  |  |  | Click to select
Yes (Communal)
Yes (Individual)
No
Total capacity used per regeneration (%)
Water consumed per regeneration (litres)
Average number of regeneration cycles per day (No.)
Number of occupants served by the system (No.)
|  | Water consumed beyond 4% (litres/day) |  |  |  |  | 0
|  | Water consumed beyond 4% person / day (Litres) |  |  |  |  | 0
RAINWATER CALCULATIONS | [6 empty] | Go to Start
Part 1: Amount of rainwater collected
Rainwater collection system in use? | [6 empty] | Yes (Individual)
Which approach is being followed from BS8515:2009? | [6 empty] | INTERMEDIATE APPROACH
[7 empty] | Click to select | Click to select
[7 empty] | DETAILED APPROACH | Yes (Individual)
[7 empty] | INTERMEDIATE APPROACH | Yes (Communal)
Rainwater collection area |  |  |  | m² |  |  |  | No
Yield co-efficient
Hydraulic filter efficiency
Average rainfall |  |  |  | mm/yr
Rainwater collection from detailed approach |  |  |  | litres/year
Number of occupants served by the system |  |  |  | (Quantity)
Percentage collected |  |  |  | % |  |  | 100%
Daily rainwater collection |  |  |  | litres |  |  | 0
Daily rainwater |  |  |  | (litres/person) |  |  | 0
Part 2: Where is the rainwater to be used?
|  |  | WC Consumption | (litres/person/day) |  |  | 0
|  |  | Washing Machine Consumption | (litres/person/day) |  |  | 0
|  |  | Daily non potable water demand: | (litres/person/day) |  |  | 0
Part 3: Savings provided by rainwater
Remaining demand requiring mains top-up/additional collection |  |  |  | (litres/person/day) |  |  | 0
Excess rainwater not currently used: |  |  |  | (litres/person/day) |  |  | 0
Water savings from rainwater use: |  |  |  | (litres/person/day) |  |  | 0
GREYWATER CALCULATIONS | [6 empty] | Go to Start
Part 1: Amount of greywater collected
|  |  | Taps Consumption | (litres/person/day) |  |  | 0
|  |  | Baths Consumption | (litres/person/day) |  |  | 0
|  |  | Showers Consumption | (litres/person/day) |  |  | 0
|  |  | Total greywater collected from above fittings: | (litres/person/day) |  |  | 0
|  |  | Percentage of used water to be recycled | %
|  |  | Total greywater collected | (litres/person/day) |  |  | 0
Part 2: Where is the greywater to be used?
|  |  | WC Consumption | (litres/person/day) |  |  | 0
|  |  | Washing Machine Consumption | (litres/person/day) |  |  | 0
|  |  | Total water consumed by above fittings | (litres/person/day) |  |  | 0
Part 3: Savings from greywater
Remaining demand requiring mains top-up/additional collection |  |  |  | (litres/person/day) |  |  | 0
|  |  | Excess greywater not currently used | (litres/person/day) |  |  | 0
|  |  | Potential Water saved from greywater use | (litres/person/day) |  |  | 0
RAIN/GREYWATER demand and savings (for combined systems)
Where is the Grey/Rainwater to be used?
|  |  | WC Consumption | (litres/person/day) |  |  | 0
|  |  | Washing Machine Consumption | (litres/person/day) |  |  | 0
|  |  | Daily non potable water demand | (litres/person/day) |  |  | 0
Savings from Rain/Greywater
Remaining demand requiring mains top-up/additional collection |  |  |  | (litres/person/day) |  |  | 0
|  |  | Excess Rain/greywater not currently used | (litres/person/day) |  |  | 0
|  |  | Potential Water saved from rain/greywater use | (litres/person/day) |  |  | 0
4th step - Analyse Results | [6 empty] | Go to Start
INTERNAL WATER CONSUMPTION
|  |  | NET INTERNAL WATER CONSUMPTION | (litres/person/day) |  |  | 0
|  |  | RAINWATER ONLY COLLECTION SAVING | (litres/person/day) |  | hide sometimes | 0
|  |  | GREYWATER ONLY RECYCLING SAVING | (litres/person/day) |  | hide sometimes | 0
RAIN/GREYWATER COLLECTION SAVING (combined system) |  |  |  | (litres/person/day) |  | hide sometimes | 0
|  |  | NORMALISATION FACTOR | (litres/person/day) |  |  | 0.91
|  |  | TOTAL WATER CONSUMPTION | (litres/person/day) |  |  | 0 | 90
BREEAM CREDITS ACHIEVED | [6 empty] | No Data | 4
Exemplary Credits Achieved | [6 empty] | No Data
Minimum Standard | [6 empty] | No Data | Level 3/4
[7 empty] | 0 | 5 | Level 5/6
[7 empty] | 80 | 5 | Level 5/6
[7 empty] | 90 | 4 | Level 3/4
[7 empty] | 105 | 3 | Level 3/4
[7 empty] | 110 | 2 | Level 1/2
[7 empty] | 120 | 1 | Level 1/2
[7 empty] | 100000000 | 0 | 0

## (DETAILED_CALCs)_Type7
BREEAM Domestic Refurbishment Wat 01 Calculator
Tool Version |  |  |  | 0.6
BREEAM Domestic Refurbishment Version |  |  |  | 2
Assessment Reference Number |  |  |  | BREEAM-XXXX-XXXX
Site Name |  |  |  | Medius House
Dwelling Reference
WATER EFFICIENCY CALCULATOR
Dwelling Description
1st step - Select from options below: | [15 empty] | for the VBA
Is a Rain and/or Greywater system specified? |  |  | Click to select |  |  |  |  | Need to discuss wording used in these fields could be confusing | [7 empty] | 0
Is a shower AND bath present? |  |  | Click to select | [12 empty] | 0
Has a washing machine been specified? |  |  | Click to select |  |  |  |  | No | [7 empty] | 0
Has a dishwasher been specified? |  |  | Click to select |  |  |  |  | No | [7 empty] | 0
| Click to select |  | Click to select
| Yes |  | Rainwater |  | Shower and Bath Value
| No |  | Greywater |  | 0
|  |  | Rain & Greywater (separate) |  | #REF!
|  |  | Rain & Greywater (combined) |  | #REF!
No
2nd step - Build spreadsheet (click button below)
As soon as this button is pressed the spreadsheet will change according to the options selected previously in the 1st step. Scroll down to see the changes.
3rd step - Enter consumption details for the specified fittings
TAPS (excluding kitchen taps) |  |  | Fitting type | Flow rate (litres/min) |  |  | Number of fittings | Total per fitting type | Is Greywater collected from this fitting? | Quantity of Fittings collected from | Is Greywater collected from this fitting? | Quantity of Fittings collected from | [11 empty] | Flow per fitting type | Combined system
|  | 1 | [5 empty] | 0 | Click to select |  | Click to select | [7 empty] | Click to select | Yes | No | fitting | flow rate | max of fittings that use | flow rate |  | COUNT cells not zero |  |  | 0
|  | 2 | [5 empty] | 0 | Click to select |  | Click to select | [7 empty] | Click to select | Yes | No | 1 | 0 | 0 | 0 |  | 0
|  | 3 | [5 empty] | 0 | Click to select |  | Click to select | [7 empty] | Click to select | Yes | No | 2 | 0 | 0 | 0
|  | 4 | [5 empty] | 0 | Click to select |  | Click to select | [7 empty] | Click to select | Yes | No | 3 | 0 | 0 | 0
Total (Sum of all quantities) | [6 empty] | 0 |  |  |  | for combined system | [10 empty] | 4 | 0 | 0 | 0
Total (Sum of all totals per fitting type) | [7 empty] | 0 | Use Factor | Fixed usage | [10 empty] | single: | Max fitting | 0 |  | 0
Average flow rate (litres/min) | [7 empty] | 0 | 1.58 | 1.58 | [10 empty] | Proportionate | Weighted | 0 |  | 0
Maximum flow rate (litres/min) | [7 empty] | 0 | [11 empty] | Average per ffitting |  | average per fitting | #DIV/0! |  | #DIV/0!
|  |  | Proportionate flow rate (litres/min) |  |  |  | 0 | [12 empty] | Above avergaes out, if all
Number to be used in main section if multiple fittings in dwelling | [7 empty] | 0 | [11 empty] | fittings were used |  | TOTAL | 0 |  | 0
|  | Consumption / person / day (Litres) |  |  |  |  | 0
BATHS |  |  | Fitting type | Capacity to overflow (litres) |  |  | Number of fittings | Total per fitting type | Is Greywater collected from this fitting? | Quantity of Fittings collected from | Is Greywater collected from this fitting? | Quantity of Fittings collected from | [9 empty] | rain/grey collection/demand |  |  | Combined system |  | COUNT cells not zero
Please make sure that either bath or shower is filled in |  | 1 | [5 empty] | 0 | Click to select |  | Click to select | [7 empty] | Click to select | Yes | No | fitting | flow rate | max of fittings that use | flow rate |  | 0
|  | 2 | [5 empty] | 0 | Click to select |  | Click to select | [7 empty] | Click to select | Yes | No | 1 | 0 | 0 | 0
|  | 3 | [5 empty] | 0 | Click to select |  | Click to select | [7 empty] | Click to select | Yes | No | 2 | 0 | 0 | 0
|  | 4 | [5 empty] | 0 | Click to select |  | Click to select | [7 empty] | Click to select | Yes | No | 3 | 0 | 0 | 0
Total (Sum of all quantities) | [6 empty] | 0 |  |  |  | for combined and seperate system | [10 empty] | 4 | 0 | 0 | 0
Total (Sum of all totals per fitting type) | [7 empty] | 0 | Use factor | Fixed usage | [10 empty] | single: | Max | 0 |  | 0
Average capacity to overflow (litres) | [7 empty] | 0 | 0.5 | 0 | [11 empty] | Weighted | 0 |  | 0
Maximum capacity to overflow (litres) | [7 empty] | 0 | [13 empty] | average | #DIV/0! |  | #DIV/0!
|  |  | Proportionate capacity to overflow (litres) |  |  |  | 0
Number to be used in main section if multiple fittings in dwelling | [7 empty] | 0 | [13 empty] | TOTAL | 0 |  | 0
|  | Consumption / person / day (Litres) |  |  |  |  | 0
SHOWERS |  |  | Fitting type | Flow rate (litres/min) |  |  | Number of fittings | Total per fitting type | Is Greywater collected from this fitting? | Quantity of Fittings collected from | Is Greywater collected from this fitting? | Quantity of Fittings collected from | [12 empty] | Combined system |  | COUNT cells not zero
Please make sure that either bath or shower is filled in |  | 1 | [5 empty] | 0 | Click to select |  | Click to select | [7 empty] | Click to select | Yes | No | fitting | flow rate | max of fittings that use | flow rate |  | 0
|  | 2 | [5 empty] | 0 | Click to select |  | Click to select | [10 empty] | 1 | 0 | 0 | 0
|  | 3 | [5 empty] | 0 | Click to select |  | Click to select | [10 empty] | 2 | 0 | 0 | 0
|  | 4 | [5 empty] | 0 | Click to select |  | Click to select | [10 empty] | 3 | 0 | 0 | 0
Total (Sum of all quantities) | [6 empty] | 0 |  |  |  | for combined system | [10 empty] | 4 | 0 | 0 | 0
Total (Sum of all totals per fitting type) | [7 empty] | 0 | Use factor | Fixed usage | [10 empty] | single: | Max | 0 |  | 0
Average flow rate (litres/min) | [7 empty] | 0 | 5.6 | 0 | [11 empty] | Weighted | 0 |  | 0
Maximum flow rate (litres/min) | [7 empty] | 0 | [13 empty] | average | #DIV/0! |  | #DIV/0!
|  |  | Proportionate flow rate (litres/min) |  |  |  | 0
Number to be used in main section if multiple fittings in dwelling | [7 empty] | 0 | [13 empty] | TOTAL | 0 |  | 0
change in use factor
|  | Consumption / person / day (Litres) |  |  |  |  | 0
DISHWASHER |  |  | Fitting Type | Litres per place setting |  |  | Number of fittings | Total per fitting type
|  | 1 | [5 empty] | 0
|  | 2 | [5 empty] | 0
|  | 3 | [5 empty] | 0
|  | 4 | [5 empty] | 0
Total (Sum of all quantities) | [6 empty] | 0
|  |  | Total (Sum of all totals per fitting type) |  |  |  |  | 0 | Use factor | Fixed usage
|  |  | Average litres per place setting |  |  |  |  | 0 | 3.6 | 0
|  |  | Maximum litres per place setting |  |  |  |  | 0
|  |  | Proportionate litres per place setting |  |  |  | 0
Number to be used in main section if multiple fittings in dwelling | [7 empty] | 0
[8 empty] | 0 |  |  |  | 17.64
|  | Consumption / person / day (Litres) |  |  |  |  | 0
WASHING MACHINES |  |  | Fitting Type | Litres per kilogram of dry load |  |  | Number of fittings | Total per fitting type | Is this fitting using greywater? | Number of fittings using greywater | Is this fitting using combined rain/greywater? | Number of fittings using combined system | Is this fitting using rainwater? | Number of Fittings using rainwater | [8 empty] | Separate systems
|  | 1 | [5 empty] | 0 | Click to select |  | Click to select |  | Click to select |  |  | Click to select | Yes | No | Click to select | Yes | No | fitting | flow rate Greywater | flow rate Rainwater | Rain/greywater combined
|  | 2 | [5 empty] | 0 | Click to select |  | Click to select |  | Click to select |  |  | Click to select | Yes | No | Click to select | Yes | No | 1 | 0 | 0 | 0 | Click to select | Yes | No |  | 0 | COUNT cells not zero
|  | 3 | [5 empty] | 0 | Click to select |  | Click to select |  | Click to select |  |  | Click to select | Yes | No | Click to select | Yes | No | 2 | 0 | 0 | 0 |  |  |  | intermediate calcs for single | 0 | Rain separate systems
|  | 4 | [5 empty] | 0 | Click to select |  | Click to select |  | Click to select |  |  | Click to select | Yes | No | Click to select | Yes | No | 3 | 0 | 0 | 0 |  |  |  |  | 0 | Greywater separate
Total (Sum of all quantities) | [6 empty] | 0 |  | Click to select |  | Click to select |  | Click to select | [8 empty] | 4 | 0 | 0 | 0
Where no washing machines have been specified but plumbing for future supply of grey/rainwater was installed, please enter details: | [8 empty] | Click to select |  | Click to select |  | Click to select |  |  | Click to select | Yes | No | Click to select | Yes | No | none specified | 0 | 0 | 0
Total (Sum of all totals per fitting type) | [7 empty] | 0 | [12 empty] | single | Max | 0 | 0 | 0
Average litres per kilogram of dry load | [7 empty] | 0 | average | Use factor | [11 empty] | weighted | 0 | 0 | 0 |  | max of fittings that use
Maximum litres per kilogram of dry load | [7 empty] | 0 |  | 2.1 | [11 empty] | average | 0 | 0 | 0 |  | 0
|  |  | Proportionate of litres/kg of dry load |  |  |  | 0 | 0 | [13 empty] | TOTAL | 0 | 0 | 0 |  | 0
[6 empty] | Use factor |  | 2.1 | 0 | [13 empty] | GREY | RAIN | Combined |  | 0
|  | Consumption / person / day (Litres) |  |  |  |  | 0 | 0 | [18 empty] | 0
8
WC's | Fitting Type |  | Flush Type | Volume** |  | Efective flushing volume | Number of fittings | Total per fitting type | Is this fitting using greywater? | Number of fittings using greywater | Is this fitting using combined rain/greywater? | Number of fittings using combined system | Is this fitting using rainwater? | Number of Fittings using rainwater | volume values validation |  | 58.8 | [5 empty] | Separate systems
1 |  |  | Full Flush |  | 0 | 0 |  | 0 | Click to select |  | Click to select |  | Click to select |  | 1 | Click to select | Yes | No | Click to select | Yes | No | fitting | flow rate Greywater | flow rate Rainwater | Rain/greywater combined
|  |  | Part Flush | [18 empty] | 1 | 0 | 0 | 0 | Click to select | Yes | No |  | 0 | COUNT cells not zero
2 |  |  | Full Flush |  | 0 | 0 |  | 0 | Click to select |  | Click to select |  | Click to select |  | 1 | Click to select | Yes | No | Click to select | Yes | No | 2 | 0 | 0 | 0 |  |  |  |  | 0 | COUNT single/dual?
|  |  | Part Flush | [18 empty] | 3 | 0 | 0 | 0
3 |  |  | Full Flush |  | 0 | 0 |  | 0 | Click to select |  | Click to select |  | Click to select |  | 1 | Click to select | Yes | No | Click to select | Yes | No | 4 | 0 | 0 | 0
|  |  | Part Flush | [26 empty] | Indentify of one fitting is using dual/single flush
4 |  |  | Full Flush |  | 0 | 0 |  | 0 | Click to select |  | Click to select |  | Click to select |  | 1 | Click to select | Yes | No | Click to select | Yes | No | [9 empty] | One fitting full flush
|  |  | Part Flush | [18 empty] | Average | 0 | 0 | 0 |  |  |  |  | 0 | one fitting dual flush
Total (Sum of all quantities) | [6 empty] | 0 |  | **For single WC's fill in the Full flush section | [12 empty] | TOTAL | 0 | 0 | 0
Total (Sum of all totals per fitting type) | [7 empty] | 0 | [14 empty] | GREY | RAIN | Combined
|  |  | Average effective flushing volume (litres) |  |  |  | 0
[6 empty] | Use factor | 4.42
Individual consumption only
|  | Consumption / person / day (Litres) |  |  |  |  | 0
KITCHEN SINK TAPS |  |  | Fitting Type | Flow rate (litres/minute) |  |  | Number of fittings | Total per fitting type
|  | 1 | [5 empty] | 0
|  | 2 | [5 empty] | 0
|  | 3 | [5 empty] | 0
|  | 4 | [5 empty] | 0
[7 empty] | use factor | fixed use
[7 empty] | 0.44 | 10.36
[6 empty] | Total (Sum of all quantities) | 0
[6 empty] | Total (Sum of all totals per fitting type) | 0
[6 empty] | Average flow rate (litres/min) | 0
[6 empty] | Maximum flow rate (litres/min) | 0 | 10.36
|  |  | Proportionate flow rate (litres/min) |  |  |  | 0
|  | Consumption / person / day (Litres) |  |  |  |  | 0
WASTE DISPOSAL UNIT
Is a waste disposal unit specified for the dwelling? |  |  |  | Click to select
Click to select
Yes
No
|  | Consumption / person / day (Litres) |  |  |  |  | 0
WATER SOFTENER
|  |  | Water Softener in use? | Click to select |  |  |  | Click to select
Yes (Communal)
Yes (Individual)
No
Total capacity used per regeneration (%)
Water consumed per regeneration (litres)
Average number of regeneration cycles per day (No.)
Number of occupants served by the system (No.)
|  | Water consumed beyond 4% (litres/day) |  |  |  |  | 0
|  | Water consumed beyond 4% person / day (Litres) |  |  |  |  | 0
RAINWATER CALCULATIONS | [6 empty] | Go to Start
Part 1: Amount of rainwater collected
Rainwater collection system in use? | [6 empty] | Yes (Individual)
Which approach is being followed from BS8515:2009? | [6 empty] | INTERMEDIATE APPROACH
[7 empty] | Click to select | Click to select
[7 empty] | DETAILED APPROACH | Yes (Individual)
[7 empty] | INTERMEDIATE APPROACH | Yes (Communal)
Rainwater collection area |  |  |  | m² |  |  |  | No
Yield co-efficient
Hydraulic filter efficiency
Average rainfall |  |  |  | mm/yr
Rainwater collection from detailed approach |  |  |  | litres/year
Number of occupants served by the system |  |  |  | (Quantity)
Percentage collected |  |  |  | % |  |  | 100%
Daily rainwater collection |  |  |  | litres |  |  | 0
Daily rainwater |  |  |  | (litres/person) |  |  | 0
Part 2: Where is the rainwater to be used?
|  |  | WC Consumption | (litres/person/day) |  |  | 0
|  |  | Washing Machine Consumption | (litres/person/day) |  |  | 0
|  |  | Daily non potable water demand: | (litres/person/day) |  |  | 0
Part 3: Savings provided by rainwater
Remaining demand requiring mains top-up/additional collection |  |  |  | (litres/person/day) |  |  | 0
Excess rainwater not currently used: |  |  |  | (litres/person/day) |  |  | 0
Water savings from rainwater use: |  |  |  | (litres/person/day) |  |  | 0
GREYWATER CALCULATIONS | [6 empty] | Go to Start
Part 1: Amount of greywater collected
|  |  | Taps Consumption | (litres/person/day) |  |  | 0
|  |  | Baths Consumption | (litres/person/day) |  |  | 0
|  |  | Showers Consumption | (litres/person/day) |  |  | 0
|  |  | Total greywater collected from above fittings: | (litres/person/day) |  |  | 0
|  |  | Percentage of used water to be recycled | %
|  |  | Total greywater collected | (litres/person/day) |  |  | 0
Part 2: Where is the greywater to be used?
|  |  | WC Consumption | (litres/person/day) |  |  | 0
|  |  | Washing Machine Consumption | (litres/person/day) |  |  | 0
|  |  | Total water consumed by above fittings | (litres/person/day) |  |  | 0
Part 3: Savings from greywater
Remaining demand requiring mains top-up/additional collection |  |  |  | (litres/person/day) |  |  | 0
|  |  | Excess greywater not currently used | (litres/person/day) |  |  | 0
|  |  | Potential Water saved from greywater use | (litres/person/day) |  |  | 0
RAIN/GREYWATER demand and savings (for combined systems)
Where is the Grey/Rainwater to be used?
|  |  | WC Consumption | (litres/person/day) |  |  | 0
|  |  | Washing Machine Consumption | (litres/person/day) |  |  | 0
|  |  | Daily non potable water demand | (litres/person/day) |  |  | 0
Savings from Rain/Greywater
Remaining demand requiring mains top-up/additional collection |  |  |  | (litres/person/day) |  |  | 0
|  |  | Excess Rain/greywater not currently used | (litres/person/day) |  |  | 0
|  |  | Potential Water saved from rain/greywater use | (litres/person/day) |  |  | 0
4th step - Analyse Results | [6 empty] | Go to Start
INTERNAL WATER CONSUMPTION
|  |  | NET INTERNAL WATER CONSUMPTION | (litres/person/day) |  |  | 0
|  |  | RAINWATER ONLY COLLECTION SAVING | (litres/person/day) |  | hide sometimes | 0
|  |  | GREYWATER ONLY RECYCLING SAVING | (litres/person/day) |  | hide sometimes | 0
RAIN/GREYWATER COLLECTION SAVING (combined system) |  |  |  | (litres/person/day) |  | hide sometimes | 0
|  |  | NORMALISATION FACTOR | (litres/person/day) |  |  | 0.91
|  |  | TOTAL WATER CONSUMPTION | (litres/person/day) |  |  | 0 | 90
BREEAM CREDITS ACHIEVED | [6 empty] | No Data | 4
Exemplary Credits Achieved | [6 empty] | No Data
Minimum Standard | [6 empty] | No Data | Level 3/4
[7 empty] | 0 | 5 | Level 5/6
[7 empty] | 80 | 5 | Level 5/6
[7 empty] | 90 | 4 | Level 3/4
[7 empty] | 105 | 3 | Level 3/4
[7 empty] | 110 | 2 | Level 1/2
[7 empty] | 120 | 1 | Level 1/2
[7 empty] | 100000000 | 0 | 0

## (DETAILED_CALCs)_Type8
BREEAM Domestic Refurbishment Wat 01 Calculator
Tool Version |  |  |  | 0.6
BREEAM Domestic Refurbishment Version |  |  |  | 2
Assessment Reference Number |  |  |  | BREEAM-XXXX-XXXX
Site Name |  |  |  | Medius House
Dwelling Reference
WATER EFFICIENCY CALCULATOR
Dwelling Description
1st step - Select from options below: | [15 empty] | for the VBA
Is a Rain and/or Greywater system specified? |  |  | Click to select |  |  |  |  | Need to discuss wording used in these fields could be confusing | [7 empty] | 0
Is a shower AND bath present? |  |  | Click to select | [12 empty] | 0
Has a washing machine been specified? |  |  | Click to select |  |  |  |  | No | [7 empty] | 0
Has a dishwasher been specified? |  |  | Click to select |  |  |  |  | No | [7 empty] | 0
| Click to select |  | Click to select
| Yes |  | Rainwater |  | Shower and Bath Value
| No |  | Greywater |  | 0
|  |  | Rain & Greywater (separate) |  | #REF!
|  |  | Rain & Greywater (combined) |  | #REF!
No
2nd step - Build spreadsheet (click button below)
As soon as this button is pressed the spreadsheet will change according to the options selected previously in the 1st step. Scroll down to see the changes.
3rd step - Enter consumption details for the specified fittings
TAPS (excluding kitchen taps) |  |  | Fitting type | Flow rate (litres/min) |  |  | Number of fittings | Total per fitting type | Is Greywater collected from this fitting? | Quantity of Fittings collected from | Is Greywater collected from this fitting? | Quantity of Fittings collected from | [11 empty] | Flow per fitting type | Combined system
|  | 1 | [5 empty] | 0 | Click to select |  | Click to select | [7 empty] | Click to select | Yes | No | fitting | flow rate | max of fittings that use | flow rate |  | COUNT cells not zero |  |  | 0
|  | 2 | [5 empty] | 0 | Click to select |  | Click to select | [7 empty] | Click to select | Yes | No | 1 | 0 | 0 | 0 |  | 0
|  | 3 | [5 empty] | 0 | Click to select |  | Click to select | [7 empty] | Click to select | Yes | No | 2 | 0 | 0 | 0
|  | 4 | [5 empty] | 0 | Click to select |  | Click to select | [7 empty] | Click to select | Yes | No | 3 | 0 | 0 | 0
Total (Sum of all quantities) | [6 empty] | 0 |  |  |  | for combined system | [10 empty] | 4 | 0 | 0 | 0
Total (Sum of all totals per fitting type) | [7 empty] | 0 | Use Factor | Fixed usage | [10 empty] | single: | Max fitting | 0 |  | 0
Average flow rate (litres/min) | [7 empty] | 0 | 1.58 | 1.58 | [10 empty] | Proportionate | Weighted | 0 |  | 0
Maximum flow rate (litres/min) | [7 empty] | 0 | [11 empty] | Average per ffitting |  | average per fitting | #DIV/0! |  | #DIV/0!
|  |  | Proportionate flow rate (litres/min) |  |  |  | 0 | [12 empty] | Above avergaes out, if all
Number to be used in main section if multiple fittings in dwelling | [7 empty] | 0 | [11 empty] | fittings were used |  | TOTAL | 0 |  | 0
|  | Consumption / person / day (Litres) |  |  |  |  | 0
BATHS |  |  | Fitting type | Capacity to overflow (litres) |  |  | Number of fittings | Total per fitting type | Is Greywater collected from this fitting? | Quantity of Fittings collected from | Is Greywater collected from this fitting? | Quantity of Fittings collected from | [9 empty] | rain/grey collection/demand |  |  | Combined system |  | COUNT cells not zero
Please make sure that either bath or shower is filled in |  | 1 | [5 empty] | 0 | Click to select |  | Click to select | [7 empty] | Click to select | Yes | No | fitting | flow rate | max of fittings that use | flow rate |  | 0
|  | 2 | [5 empty] | 0 | Click to select |  | Click to select | [7 empty] | Click to select | Yes | No | 1 | 0 | 0 | 0
|  | 3 | [5 empty] | 0 | Click to select |  | Click to select | [7 empty] | Click to select | Yes | No | 2 | 0 | 0 | 0
|  | 4 | [5 empty] | 0 | Click to select |  | Click to select | [7 empty] | Click to select | Yes | No | 3 | 0 | 0 | 0
Total (Sum of all quantities) | [6 empty] | 0 |  |  |  | for combined and seperate system | [10 empty] | 4 | 0 | 0 | 0
Total (Sum of all totals per fitting type) | [7 empty] | 0 | Use factor | Fixed usage | [10 empty] | single: | Max | 0 |  | 0
Average capacity to overflow (litres) | [7 empty] | 0 | 0.5 | 0 | [11 empty] | Weighted | 0 |  | 0
Maximum capacity to overflow (litres) | [7 empty] | 0 | [13 empty] | average | #DIV/0! |  | #DIV/0!
|  |  | Proportionate capacity to overflow (litres) |  |  |  | 0
Number to be used in main section if multiple fittings in dwelling | [7 empty] | 0 | [13 empty] | TOTAL | 0 |  | 0
|  | Consumption / person / day (Litres) |  |  |  |  | 0
SHOWERS |  |  | Fitting type | Flow rate (litres/min) |  |  | Number of fittings | Total per fitting type | Is Greywater collected from this fitting? | Quantity of Fittings collected from | Is Greywater collected from this fitting? | Quantity of Fittings collected from | [12 empty] | Combined system |  | COUNT cells not zero
Please make sure that either bath or shower is filled in |  | 1 | [5 empty] | 0 | Click to select |  | Click to select | [7 empty] | Click to select | Yes | No | fitting | flow rate | max of fittings that use | flow rate |  | 0
|  | 2 | [5 empty] | 0 | Click to select |  | Click to select | [10 empty] | 1 | 0 | 0 | 0
|  | 3 | [5 empty] | 0 | Click to select |  | Click to select | [10 empty] | 2 | 0 | 0 | 0
|  | 4 | [5 empty] | 0 | Click to select |  | Click to select | [10 empty] | 3 | 0 | 0 | 0
Total (Sum of all quantities) | [6 empty] | 0 |  |  |  | for combined system | [10 empty] | 4 | 0 | 0 | 0
Total (Sum of all totals per fitting type) | [7 empty] | 0 | Use factor | Fixed usage | [10 empty] | single: | Max | 0 |  | 0
Average flow rate (litres/min) | [7 empty] | 0 | 5.6 | 0 | [11 empty] | Weighted | 0 |  | 0
Maximum flow rate (litres/min) | [7 empty] | 0 | [13 empty] | average | #DIV/0! |  | #DIV/0!
|  |  | Proportionate flow rate (litres/min) |  |  |  | 0
Number to be used in main section if multiple fittings in dwelling | [7 empty] | 0 | [13 empty] | TOTAL | 0 |  | 0
change in use factor
|  | Consumption / person / day (Litres) |  |  |  |  | 0
DISHWASHER |  |  | Fitting Type | Litres per place setting |  |  | Number of fittings | Total per fitting type
|  | 1 | [5 empty] | 0
|  | 2 | [5 empty] | 0
|  | 3 | [5 empty] | 0
|  | 4 | [5 empty] | 0
Total (Sum of all quantities) | [6 empty] | 0
|  |  | Total (Sum of all totals per fitting type) |  |  |  |  | 0 | Use factor | Fixed usage
|  |  | Average litres per place setting |  |  |  |  | 0 | 3.6 | 0
|  |  | Maximum litres per place setting |  |  |  |  | 0
|  |  | Proportionate litres per place setting |  |  |  | 0
Number to be used in main section if multiple fittings in dwelling | [7 empty] | 0
[8 empty] | 0 |  |  |  | 17.64
|  | Consumption / person / day (Litres) |  |  |  |  | 0
WASHING MACHINES |  |  | Fitting Type | Litres per kilogram of dry load |  |  | Number of fittings | Total per fitting type | Is this fitting using greywater? | Number of fittings using greywater | Is this fitting using combined rain/greywater? | Number of fittings using combined system | Is this fitting using rainwater? | Number of Fittings using rainwater | [8 empty] | Separate systems
|  | 1 | [5 empty] | 0 | Click to select |  | Click to select |  | Click to select |  |  | Click to select | Yes | No | Click to select | Yes | No | fitting | flow rate Greywater | flow rate Rainwater | Rain/greywater combined
|  | 2 | [5 empty] | 0 | Click to select |  | Click to select |  | Click to select |  |  | Click to select | Yes | No | Click to select | Yes | No | 1 | 0 | 0 | 0 | Click to select | Yes | No |  | 0 | COUNT cells not zero
|  | 3 | [5 empty] | 0 | Click to select |  | Click to select |  | Click to select |  |  | Click to select | Yes | No | Click to select | Yes | No | 2 | 0 | 0 | 0 |  |  |  | intermediate calcs for single | 0 | Rain separate systems
|  | 4 | [5 empty] | 0 | Click to select |  | Click to select |  | Click to select |  |  | Click to select | Yes | No | Click to select | Yes | No | 3 | 0 | 0 | 0 |  |  |  |  | 0 | Greywater separate
Total (Sum of all quantities) | [6 empty] | 0 |  | Click to select |  | Click to select |  | Click to select | [8 empty] | 4 | 0 | 0 | 0
Where no washing machines have been specified but plumbing for future supply of grey/rainwater was installed, please enter details: | [8 empty] | Click to select |  | Click to select |  | Click to select |  |  | Click to select | Yes | No | Click to select | Yes | No | none specified | 0 | 0 | 0
Total (Sum of all totals per fitting type) | [7 empty] | 0 | [12 empty] | single | Max | 0 | 0 | 0
Average litres per kilogram of dry load | [7 empty] | 0 | average | Use factor | [11 empty] | weighted | 0 | 0 | 0 |  | max of fittings that use
Maximum litres per kilogram of dry load | [7 empty] | 0 |  | 2.1 | [11 empty] | average | 0 | 0 | 0 |  | 0
|  |  | Proportionate of litres/kg of dry load |  |  |  | 0 | 0 | [13 empty] | TOTAL | 0 | 0 | 0 |  | 0
[6 empty] | Use factor |  | 2.1 | 0 | [13 empty] | GREY | RAIN | Combined |  | 0
|  | Consumption / person / day (Litres) |  |  |  |  | 0 | 0 | [18 empty] | 0
8
WC's | Fitting Type |  | Flush Type | Volume** |  | Efective flushing volume | Number of fittings | Total per fitting type | Is this fitting using greywater? | Number of fittings using greywater | Is this fitting using combined rain/greywater? | Number of fittings using combined system | Is this fitting using rainwater? | Number of Fittings using rainwater | volume values validation |  | 58.8 | [5 empty] | Separate systems
1 |  |  | Full Flush |  | 0 | 0 |  | 0 | Click to select |  | Click to select |  | Click to select |  | 1 | Click to select | Yes | No | Click to select | Yes | No | fitting | flow rate Greywater | flow rate Rainwater | Rain/greywater combined
|  |  | Part Flush | [18 empty] | 1 | 0 | 0 | 0 | Click to select | Yes | No |  | 0 | COUNT cells not zero
2 |  |  | Full Flush |  | 0 | 0 |  | 0 | Click to select |  | Click to select |  | Click to select |  | 1 | Click to select | Yes | No | Click to select | Yes | No | 2 | 0 | 0 | 0 |  |  |  |  | 0 | COUNT single/dual?
|  |  | Part Flush | [18 empty] | 3 | 0 | 0 | 0
3 |  |  | Full Flush |  | 0 | 0 |  | 0 | Click to select |  | Click to select |  | Click to select |  | 1 | Click to select | Yes | No | Click to select | Yes | No | 4 | 0 | 0 | 0
|  |  | Part Flush | [26 empty] | Indentify of one fitting is using dual/single flush
4 |  |  | Full Flush |  | 0 | 0 |  | 0 | Click to select |  | Click to select |  | Click to select |  | 1 | Click to select | Yes | No | Click to select | Yes | No | [9 empty] | One fitting full flush
|  |  | Part Flush | [18 empty] | Average | 0 | 0 | 0 |  |  |  |  | 0 | one fitting dual flush
Total (Sum of all quantities) | [6 empty] | 0 |  | **For single WC's fill in the Full flush section | [12 empty] | TOTAL | 0 | 0 | 0
Total (Sum of all totals per fitting type) | [7 empty] | 0 | [14 empty] | GREY | RAIN | Combined
|  |  | Average effective flushing volume (litres) |  |  |  | 0
[6 empty] | Use factor | 4.42
Individual consumption only
|  | Consumption / person / day (Litres) |  |  |  |  | 0
KITCHEN SINK TAPS |  |  | Fitting Type | Flow rate (litres/minute) |  |  | Number of fittings | Total per fitting type
|  | 1 | [5 empty] | 0
|  | 2 | [5 empty] | 0
|  | 3 | [5 empty] | 0
|  | 4 | [5 empty] | 0
[7 empty] | use factor | fixed use
[7 empty] | 0.44 | 10.36
[6 empty] | Total (Sum of all quantities) | 0
[6 empty] | Total (Sum of all totals per fitting type) | 0
[6 empty] | Average flow rate (litres/min) | 0
[6 empty] | Maximum flow rate (litres/min) | 0 | 10.36
|  |  | Proportionate flow rate (litres/min) |  |  |  | 0
|  | Consumption / person / day (Litres) |  |  |  |  | 0
WASTE DISPOSAL UNIT
Is a waste disposal unit specified for the dwelling? |  |  |  | Click to select
Click to select
Yes
No
|  | Consumption / person / day (Litres) |  |  |  |  | 0
WATER SOFTENER
|  |  | Water Softener in use? | Click to select |  |  |  | Click to select
Yes (Communal)
Yes (Individual)
No
Total capacity used per regeneration (%)
Water consumed per regeneration (litres)
Average number of regeneration cycles per day (No.)
Number of occupants served by the system (No.)
|  | Water consumed beyond 4% (litres/day) |  |  |  |  | 0
|  | Water consumed beyond 4% person / day (Litres) |  |  |  |  | 0
RAINWATER CALCULATIONS | [6 empty] | Go to Start
Part 1: Amount of rainwater collected
Rainwater collection system in use? | [6 empty] | Yes (Individual)
Which approach is being followed from BS8515:2009? | [6 empty] | INTERMEDIATE APPROACH
[7 empty] | Click to select | Click to select
[7 empty] | DETAILED APPROACH | Yes (Individual)
[7 empty] | INTERMEDIATE APPROACH | Yes (Communal)
Rainwater collection area |  |  |  | m² |  |  |  | No
Yield co-efficient
Hydraulic filter efficiency
Average rainfall |  |  |  | mm/yr
Rainwater collection from detailed approach |  |  |  | litres/year
Number of occupants served by the system |  |  |  | (Quantity)
Percentage collected |  |  |  | % |  |  | 100%
Daily rainwater collection |  |  |  | litres |  |  | 0
Daily rainwater |  |  |  | (litres/person) |  |  | 0
Part 2: Where is the rainwater to be used?
|  |  | WC Consumption | (litres/person/day) |  |  | 0
|  |  | Washing Machine Consumption | (litres/person/day) |  |  | 0
|  |  | Daily non potable water demand: | (litres/person/day) |  |  | 0
Part 3: Savings provided by rainwater
Remaining demand requiring mains top-up/additional collection |  |  |  | (litres/person/day) |  |  | 0
Excess rainwater not currently used: |  |  |  | (litres/person/day) |  |  | 0
Water savings from rainwater use: |  |  |  | (litres/person/day) |  |  | 0
GREYWATER CALCULATIONS | [6 empty] | Go to Start
Part 1: Amount of greywater collected
|  |  | Taps Consumption | (litres/person/day) |  |  | 0
|  |  | Baths Consumption | (litres/person/day) |  |  | 0
|  |  | Showers Consumption | (litres/person/day) |  |  | 0
|  |  | Total greywater collected from above fittings: | (litres/person/day) |  |  | 0
|  |  | Percentage of used water to be recycled | %
|  |  | Total greywater collected | (litres/person/day) |  |  | 0
Part 2: Where is the greywater to be used?
|  |  | WC Consumption | (litres/person/day) |  |  | 0
|  |  | Washing Machine Consumption | (litres/person/day) |  |  | 0
|  |  | Total water consumed by above fittings | (litres/person/day) |  |  | 0
Part 3: Savings from greywater
Remaining demand requiring mains top-up/additional collection |  |  |  | (litres/person/day) |  |  | 0
|  |  | Excess greywater not currently used | (litres/person/day) |  |  | 0
|  |  | Potential Water saved from greywater use | (litres/person/day) |  |  | 0
RAIN/GREYWATER demand and savings (for combined systems)
Where is the Grey/Rainwater to be used?
|  |  | WC Consumption | (litres/person/day) |  |  | 0
|  |  | Washing Machine Consumption | (litres/person/day) |  |  | 0
|  |  | Daily non potable water demand | (litres/person/day) |  |  | 0
Savings from Rain/Greywater
Remaining demand requiring mains top-up/additional collection |  |  |  | (litres/person/day) |  |  | 0
|  |  | Excess Rain/greywater not currently used | (litres/person/day) |  |  | 0
|  |  | Potential Water saved from rain/greywater use | (litres/person/day) |  |  | 0
4th step - Analyse Results | [6 empty] | Go to Start
INTERNAL WATER CONSUMPTION
|  |  | NET INTERNAL WATER CONSUMPTION | (litres/person/day) |  |  | 0
|  |  | RAINWATER ONLY COLLECTION SAVING | (litres/person/day) |  | hide sometimes | 0
|  |  | GREYWATER ONLY RECYCLING SAVING | (litres/person/day) |  | hide sometimes | 0
RAIN/GREYWATER COLLECTION SAVING (combined system) |  |  |  | (litres/person/day) |  | hide sometimes | 0
|  |  | NORMALISATION FACTOR | (litres/person/day) |  |  | 0.91
|  |  | TOTAL WATER CONSUMPTION | (litres/person/day) |  |  | 0 | 90
BREEAM CREDITS ACHIEVED | [6 empty] | No Data | 4
Exemplary Credits Achieved | [6 empty] | No Data
Minimum Standard | [6 empty] | No Data | Level 3/4
[7 empty] | 0 | 5 | Level 5/6
[7 empty] | 80 | 5 | Level 5/6
[7 empty] | 90 | 4 | Level 3/4
[7 empty] | 105 | 3 | Level 3/4
[7 empty] | 110 | 2 | Level 1/2
[7 empty] | 120 | 1 | Level 1/2
[7 empty] | 100000000 | 0 | 0

## (DETAILED_CALCs)_Type9
BREEAM Domestic Refurbishment Wat 01 Calculator
Tool Version |  |  |  | 0.6
BREEAM Domestic Refurbishment Version |  |  |  | 2
Assessment Reference Number |  |  |  | BREEAM-XXXX-XXXX
Site Name |  |  |  | Medius House
Dwelling Reference
WATER EFFICIENCY CALCULATOR
Dwelling Description
1st step - Select from options below: | [15 empty] | for the VBA
Is a Rain and/or Greywater system specified? |  |  | Click to select |  |  |  |  | Need to discuss wording used in these fields could be confusing | [7 empty] | 0
Is a shower AND bath present? |  |  | Click to select | [12 empty] | 0
Has a washing machine been specified? |  |  | Click to select |  |  |  |  | No | [7 empty] | 0
Has a dishwasher been specified? |  |  | Click to select |  |  |  |  | No | [7 empty] | 0
| Click to select |  | Click to select
| Yes |  | Rainwater |  | Shower and Bath Value
| No |  | Greywater |  | 0
|  |  | Rain & Greywater (separate) |  | #REF!
|  |  | Rain & Greywater (combined) |  | #REF!
No
2nd step - Build spreadsheet (click button below)
As soon as this button is pressed the spreadsheet will change according to the options selected previously in the 1st step. Scroll down to see the changes.
3rd step - Enter consumption details for the specified fittings
TAPS (excluding kitchen taps) |  |  | Fitting type | Flow rate (litres/min) |  |  | Number of fittings | Total per fitting type | Is Greywater collected from this fitting? | Quantity of Fittings collected from | Is Greywater collected from this fitting? | Quantity of Fittings collected from | [11 empty] | Flow per fitting type | Combined system
|  | 1 | [5 empty] | 0 | Click to select |  | Click to select | [7 empty] | Click to select | Yes | No | fitting | flow rate | max of fittings that use | flow rate |  | COUNT cells not zero |  |  | 0
|  | 2 | [5 empty] | 0 | Click to select |  | Click to select | [7 empty] | Click to select | Yes | No | 1 | 0 | 0 | 0 |  | 0
|  | 3 | [5 empty] | 0 | Click to select |  | Click to select | [7 empty] | Click to select | Yes | No | 2 | 0 | 0 | 0
|  | 4 | [5 empty] | 0 | Click to select |  | Click to select | [7 empty] | Click to select | Yes | No | 3 | 0 | 0 | 0
Total (Sum of all quantities) | [6 empty] | 0 |  |  |  | for combined system | [10 empty] | 4 | 0 | 0 | 0
Total (Sum of all totals per fitting type) | [7 empty] | 0 | Use Factor | Fixed usage | [10 empty] | single: | Max fitting | 0 |  | 0
Average flow rate (litres/min) | [7 empty] | 0 | 1.58 | 1.58 | [10 empty] | Proportionate | Weighted | 0 |  | 0
Maximum flow rate (litres/min) | [7 empty] | 0 | [11 empty] | Average per ffitting |  | average per fitting | #DIV/0! |  | #DIV/0!
|  |  | Proportionate flow rate (litres/min) |  |  |  | 0 | [12 empty] | Above avergaes out, if all
Number to be used in main section if multiple fittings in dwelling | [7 empty] | 0 | [11 empty] | fittings were used |  | TOTAL | 0 |  | 0
|  | Consumption / person / day (Litres) |  |  |  |  | 0
BATHS |  |  | Fitting type | Capacity to overflow (litres) |  |  | Number of fittings | Total per fitting type | Is Greywater collected from this fitting? | Quantity of Fittings collected from | Is Greywater collected from this fitting? | Quantity of Fittings collected from | [9 empty] | rain/grey collection/demand |  |  | Combined system |  | COUNT cells not zero
Please make sure that either bath or shower is filled in |  | 1 | [5 empty] | 0 | Click to select |  | Click to select | [7 empty] | Click to select | Yes | No | fitting | flow rate | max of fittings that use | flow rate |  | 0
|  | 2 | [5 empty] | 0 | Click to select |  | Click to select | [7 empty] | Click to select | Yes | No | 1 | 0 | 0 | 0
|  | 3 | [5 empty] | 0 | Click to select |  | Click to select | [7 empty] | Click to select | Yes | No | 2 | 0 | 0 | 0
|  | 4 | [5 empty] | 0 | Click to select |  | Click to select | [7 empty] | Click to select | Yes | No | 3 | 0 | 0 | 0
Total (Sum of all quantities) | [6 empty] | 0 |  |  |  | for combined and seperate system | [10 empty] | 4 | 0 | 0 | 0
Total (Sum of all totals per fitting type) | [7 empty] | 0 | Use factor | Fixed usage | [10 empty] | single: | Max | 0 |  | 0
Average capacity to overflow (litres) | [7 empty] | 0 | 0.5 | 0 | [11 empty] | Weighted | 0 |  | 0
Maximum capacity to overflow (litres) | [7 empty] | 0 | [13 empty] | average | #DIV/0! |  | #DIV/0!
|  |  | Proportionate capacity to overflow (litres) |  |  |  | 0
Number to be used in main section if multiple fittings in dwelling | [7 empty] | 0 | [13 empty] | TOTAL | 0 |  | 0
|  | Consumption / person / day (Litres) |  |  |  |  | 0
SHOWERS |  |  | Fitting type | Flow rate (litres/min) |  |  | Number of fittings | Total per fitting type | Is Greywater collected from this fitting? | Quantity of Fittings collected from | Is Greywater collected from this fitting? | Quantity of Fittings collected from | [12 empty] | Combined system |  | COUNT cells not zero
Please make sure that either bath or shower is filled in |  | 1 | [5 empty] | 0 | Click to select |  | Click to select | [7 empty] | Click to select | Yes | No | fitting | flow rate | max of fittings that use | flow rate |  | 0
|  | 2 | [5 empty] | 0 | Click to select |  | Click to select | [10 empty] | 1 | 0 | 0 | 0
|  | 3 | [5 empty] | 0 | Click to select |  | Click to select | [10 empty] | 2 | 0 | 0 | 0
|  | 4 | [5 empty] | 0 | Click to select |  | Click to select | [10 empty] | 3 | 0 | 0 | 0
Total (Sum of all quantities) | [6 empty] | 0 |  |  |  | for combined system | [10 empty] | 4 | 0 | 0 | 0
Total (Sum of all totals per fitting type) | [7 empty] | 0 | Use factor | Fixed usage | [10 empty] | single: | Max | 0 |  | 0
Average flow rate (litres/min) | [7 empty] | 0 | 5.6 | 0 | [11 empty] | Weighted | 0 |  | 0
Maximum flow rate (litres/min) | [7 empty] | 0 | [13 empty] | average | #DIV/0! |  | #DIV/0!
|  |  | Proportionate flow rate (litres/min) |  |  |  | 0
Number to be used in main section if multiple fittings in dwelling | [7 empty] | 0 | [13 empty] | TOTAL | 0 |  | 0
change in use factor
|  | Consumption / person / day (Litres) |  |  |  |  | 0
DISHWASHER |  |  | Fitting Type | Litres per place setting |  |  | Number of fittings | Total per fitting type
|  | 1 | [5 empty] | 0
|  | 2 | [5 empty] | 0
|  | 3 | [5 empty] | 0
|  | 4 | [5 empty] | 0
Total (Sum of all quantities) | [6 empty] | 0
|  |  | Total (Sum of all totals per fitting type) |  |  |  |  | 0 | Use factor | Fixed usage
|  |  | Average litres per place setting |  |  |  |  | 0 | 3.6 | 0
|  |  | Maximum litres per place setting |  |  |  |  | 0
|  |  | Proportionate litres per place setting |  |  |  | 0
Number to be used in main section if multiple fittings in dwelling | [7 empty] | 0
[8 empty] | 0 |  |  |  | 17.64
|  | Consumption / person / day (Litres) |  |  |  |  | 0
WASHING MACHINES |  |  | Fitting Type | Litres per kilogram of dry load |  |  | Number of fittings | Total per fitting type | Is this fitting using greywater? | Number of fittings using greywater | Is this fitting using combined rain/greywater? | Number of fittings using combined system | Is this fitting using rainwater? | Number of Fittings using rainwater | [8 empty] | Separate systems
|  | 1 | [5 empty] | 0 | Click to select |  | Click to select |  | Click to select |  |  | Click to select | Yes | No | Click to select | Yes | No | fitting | flow rate Greywater | flow rate Rainwater | Rain/greywater combined
|  | 2 | [5 empty] | 0 | Click to select |  | Click to select |  | Click to select |  |  | Click to select | Yes | No | Click to select | Yes | No | 1 | 0 | 0 | 0 | Click to select | Yes | No |  | 0 | COUNT cells not zero
|  | 3 | [5 empty] | 0 | Click to select |  | Click to select |  | Click to select |  |  | Click to select | Yes | No | Click to select | Yes | No | 2 | 0 | 0 | 0 |  |  |  | intermediate calcs for single | 0 | Rain separate systems
|  | 4 | [5 empty] | 0 | Click to select |  | Click to select |  | Click to select |  |  | Click to select | Yes | No | Click to select | Yes | No | 3 | 0 | 0 | 0 |  |  |  |  | 0 | Greywater separate
Total (Sum of all quantities) | [6 empty] | 0 |  | Click to select |  | Click to select |  | Click to select | [8 empty] | 4 | 0 | 0 | 0
Where no washing machines have been specified but plumbing for future supply of grey/rainwater was installed, please enter details: | [8 empty] | Click to select |  | Click to select |  | Click to select |  |  | Click to select | Yes | No | Click to select | Yes | No | none specified | 0 | 0 | 0
Total (Sum of all totals per fitting type) | [7 empty] | 0 | [12 empty] | single | Max | 0 | 0 | 0
Average litres per kilogram of dry load | [7 empty] | 0 | average | Use factor | [11 empty] | weighted | 0 | 0 | 0 |  | max of fittings that use
Maximum litres per kilogram of dry load | [7 empty] | 0 |  | 2.1 | [11 empty] | average | 0 | 0 | 0 |  | 0
|  |  | Proportionate of litres/kg of dry load |  |  |  | 0 | 0 | [13 empty] | TOTAL | 0 | 0 | 0 |  | 0
[6 empty] | Use factor |  | 2.1 | 0 | [13 empty] | GREY | RAIN | Combined |  | 0
|  | Consumption / person / day (Litres) |  |  |  |  | 0 | 0 | [18 empty] | 0
8
WC's | Fitting Type |  | Flush Type | Volume** |  | Efective flushing volume | Number of fittings | Total per fitting type | Is this fitting using greywater? | Number of fittings using greywater | Is this fitting using combined rain/greywater? | Number of fittings using combined system | Is this fitting using rainwater? | Number of Fittings using rainwater | volume values validation |  | 58.8 | [5 empty] | Separate systems
1 |  |  | Full Flush |  | 0 | 0 |  | 0 | Click to select |  | Click to select |  | Click to select |  | 1 | Click to select | Yes | No | Click to select | Yes | No | fitting | flow rate Greywater | flow rate Rainwater | Rain/greywater combined
|  |  | Part Flush | [18 empty] | 1 | 0 | 0 | 0 | Click to select | Yes | No |  | 0 | COUNT cells not zero
2 |  |  | Full Flush |  | 0 | 0 |  | 0 | Click to select |  | Click to select |  | Click to select |  | 1 | Click to select | Yes | No | Click to select | Yes | No | 2 | 0 | 0 | 0 |  |  |  |  | 0 | COUNT single/dual?
|  |  | Part Flush | [18 empty] | 3 | 0 | 0 | 0
3 |  |  | Full Flush |  | 0 | 0 |  | 0 | Click to select |  | Click to select |  | Click to select |  | 1 | Click to select | Yes | No | Click to select | Yes | No | 4 | 0 | 0 | 0
|  |  | Part Flush | [26 empty] | Indentify of one fitting is using dual/single flush
4 |  |  | Full Flush |  | 0 | 0 |  | 0 | Click to select |  | Click to select |  | Click to select |  | 1 | Click to select | Yes | No | Click to select | Yes | No | [9 empty] | One fitting full flush
|  |  | Part Flush | [18 empty] | Average | 0 | 0 | 0 |  |  |  |  | 0 | one fitting dual flush
Total (Sum of all quantities) | [6 empty] | 0 |  | **For single WC's fill in the Full flush section | [12 empty] | TOTAL | 0 | 0 | 0
Total (Sum of all totals per fitting type) | [7 empty] | 0 | [14 empty] | GREY | RAIN | Combined
|  |  | Average effective flushing volume (litres) |  |  |  | 0
[6 empty] | Use factor | 4.42
Individual consumption only
|  | Consumption / person / day (Litres) |  |  |  |  | 0
KITCHEN SINK TAPS |  |  | Fitting Type | Flow rate (litres/minute) |  |  | Number of fittings | Total per fitting type
|  | 1 | [5 empty] | 0
|  | 2 | [5 empty] | 0
|  | 3 | [5 empty] | 0
|  | 4 | [5 empty] | 0
[7 empty] | use factor | fixed use
[7 empty] | 0.44 | 10.36
[6 empty] | Total (Sum of all quantities) | 0
[6 empty] | Total (Sum of all totals per fitting type) | 0
[6 empty] | Average flow rate (litres/min) | 0
[6 empty] | Maximum flow rate (litres/min) | 0 | 10.36
|  |  | Proportionate flow rate (litres/min) |  |  |  | 0
|  | Consumption / person / day (Litres) |  |  |  |  | 0
WASTE DISPOSAL UNIT
Is a waste disposal unit specified for the dwelling? |  |  |  | Click to select
Click to select
Yes
No
|  | Consumption / person / day (Litres) |  |  |  |  | 0
WATER SOFTENER
|  |  | Water Softener in use? | Click to select |  |  |  | Click to select
Yes (Communal)
Yes (Individual)
No
Total capacity used per regeneration (%)
Water consumed per regeneration (litres)
Average number of regeneration cycles per day (No.)
Number of occupants served by the system (No.)
|  | Water consumed beyond 4% (litres/day) |  |  |  |  | 0
|  | Water consumed beyond 4% person / day (Litres) |  |  |  |  | 0
RAINWATER CALCULATIONS | [6 empty] | Go to Start
Part 1: Amount of rainwater collected
Rainwater collection system in use? | [6 empty] | Yes (Individual)
Which approach is being followed from BS8515:2009? | [6 empty] | INTERMEDIATE APPROACH
[7 empty] | Click to select | Click to select
[7 empty] | DETAILED APPROACH | Yes (Individual)
[7 empty] | INTERMEDIATE APPROACH | Yes (Communal)
Rainwater collection area |  |  |  | m² |  |  |  | No
Yield co-efficient
Hydraulic filter efficiency
Average rainfall |  |  |  | mm/yr
Rainwater collection from detailed approach |  |  |  | litres/year
Number of occupants served by the system |  |  |  | (Quantity)
Percentage collected |  |  |  | % |  |  | 100%
Daily rainwater collection |  |  |  | litres |  |  | 0
Daily rainwater |  |  |  | (litres/person) |  |  | 0
Part 2: Where is the rainwater to be used?
|  |  | WC Consumption | (litres/person/day) |  |  | 0
|  |  | Washing Machine Consumption | (litres/person/day) |  |  | 0
|  |  | Daily non potable water demand: | (litres/person/day) |  |  | 0
Part 3: Savings provided by rainwater
Remaining demand requiring mains top-up/additional collection |  |  |  | (litres/person/day) |  |  | 0
Excess rainwater not currently used: |  |  |  | (litres/person/day) |  |  | 0
Water savings from rainwater use: |  |  |  | (litres/person/day) |  |  | 0
GREYWATER CALCULATIONS | [6 empty] | Go to Start
Part 1: Amount of greywater collected
|  |  | Taps Consumption | (litres/person/day) |  |  | 0
|  |  | Baths Consumption | (litres/person/day) |  |  | 0
|  |  | Showers Consumption | (litres/person/day) |  |  | 0
|  |  | Total greywater collected from above fittings: | (litres/person/day) |  |  | 0
|  |  | Percentage of used water to be recycled | %
|  |  | Total greywater collected | (litres/person/day) |  |  | 0
Part 2: Where is the greywater to be used?
|  |  | WC Consumption | (litres/person/day) |  |  | 0
|  |  | Washing Machine Consumption | (litres/person/day) |  |  | 0
|  |  | Total water consumed by above fittings | (litres/person/day) |  |  | 0
Part 3: Savings from greywater
Remaining demand requiring mains top-up/additional collection |  |  |  | (litres/person/day) |  |  | 0
|  |  | Excess greywater not currently used | (litres/person/day) |  |  | 0
|  |  | Potential Water saved from greywater use | (litres/person/day) |  |  | 0
RAIN/GREYWATER demand and savings (for combined systems)
Where is the Grey/Rainwater to be used?
|  |  | WC Consumption | (litres/person/day) |  |  | 0
|  |  | Washing Machine Consumption | (litres/person/day) |  |  | 0
|  |  | Daily non potable water demand | (litres/person/day) |  |  | 0
Savings from Rain/Greywater
Remaining demand requiring mains top-up/additional collection |  |  |  | (litres/person/day) |  |  | 0
|  |  | Excess Rain/greywater not currently used | (litres/person/day) |  |  | 0
|  |  | Potential Water saved from rain/greywater use | (litres/person/day) |  |  | 0
4th step - Analyse Results | [6 empty] | Go to Start
INTERNAL WATER CONSUMPTION
|  |  | NET INTERNAL WATER CONSUMPTION | (litres/person/day) |  |  | 0
|  |  | RAINWATER ONLY COLLECTION SAVING | (litres/person/day) |  | hide sometimes | 0
|  |  | GREYWATER ONLY RECYCLING SAVING | (litres/person/day) |  | hide sometimes | 0
RAIN/GREYWATER COLLECTION SAVING (combined system) |  |  |  | (litres/person/day) |  | hide sometimes | 0
|  |  | NORMALISATION FACTOR | (litres/person/day) |  |  | 0.91
|  |  | TOTAL WATER CONSUMPTION | (litres/person/day) |  |  | 0 | 90
BREEAM CREDITS ACHIEVED | [6 empty] | No Data | 4
Exemplary Credits Achieved | [6 empty] | No Data
Minimum Standard | [6 empty] | No Data | Level 3/4
[7 empty] | 0 | 5 | Level 5/6
[7 empty] | 80 | 5 | Level 5/6
[7 empty] | 90 | 4 | Level 3/4
[7 empty] | 105 | 3 | Level 3/4
[7 empty] | 110 | 2 | Level 1/2
[7 empty] | 120 | 1 | Level 1/2
[7 empty] | 100000000 | 0 | 0

## (DETAILED_CALCs)_Type10
BREEAM Domestic Refurbishment Wat 01 Calculator
Tool Version |  |  |  | 0.6
BREEAM Domestic Refurbishment Version |  |  |  | 2
Assessment Reference Number |  |  |  | BREEAM-XXXX-XXXX
Site Name |  |  |  | Medius House
Dwelling Reference
WATER EFFICIENCY CALCULATOR
Dwelling Description
1st step - Select from options below: | [15 empty] | for the VBA
Is a Rain and/or Greywater system specified? |  |  | Click to select |  |  |  |  | Need to discuss wording used in these fields could be confusing | [7 empty] | 0
Is a shower AND bath present? |  |  | Click to select | [12 empty] | 0
Has a washing machine been specified? |  |  | Click to select |  |  |  |  | No | [7 empty] | 0
Has a dishwasher been specified? |  |  | Click to select |  |  |  |  | No | [7 empty] | 0
| Click to select |  | Click to select
| Yes |  | Rainwater |  | Shower and Bath Value
| No |  | Greywater |  | 0
|  |  | Rain & Greywater (separate) |  | #REF!
|  |  | Rain & Greywater (combined) |  | #REF!
No
2nd step - Build spreadsheet (click button below)
As soon as this button is pressed the spreadsheet will change according to the options selected previously in the 1st step. Scroll down to see the changes.
3rd step - Enter consumption details for the specified fittings
TAPS (excluding kitchen taps) |  |  | Fitting type | Flow rate (litres/min) |  |  | Number of fittings | Total per fitting type | Is Greywater collected from this fitting? | Quantity of Fittings collected from | Is Greywater collected from this fitting? | Quantity of Fittings collected from | [11 empty] | Flow per fitting type | Combined system
|  | 1 | [5 empty] | 0 | Click to select |  | Click to select | [7 empty] | Click to select | Yes | No | fitting | flow rate | max of fittings that use | flow rate |  | COUNT cells not zero |  |  | 0
|  | 2 | [5 empty] | 0 | Click to select |  | Click to select | [7 empty] | Click to select | Yes | No | 1 | 0 | 0 | 0 |  | 0
|  | 3 | [5 empty] | 0 | Click to select |  | Click to select | [7 empty] | Click to select | Yes | No | 2 | 0 | 0 | 0
|  | 4 | [5 empty] | 0 | Click to select |  | Click to select | [7 empty] | Click to select | Yes | No | 3 | 0 | 0 | 0
Total (Sum of all quantities) | [6 empty] | 0 |  |  |  | for combined system | [10 empty] | 4 | 0 | 0 | 0
Total (Sum of all totals per fitting type) | [7 empty] | 0 | Use Factor | Fixed usage | [10 empty] | single: | Max fitting | 0 |  | 0
Average flow rate (litres/min) | [7 empty] | 0 | 1.58 | 1.58 | [10 empty] | Proportionate | Weighted | 0 |  | 0
Maximum flow rate (litres/min) | [7 empty] | 0 | [11 empty] | Average per ffitting |  | average per fitting | #DIV/0! |  | #DIV/0!
|  |  | Proportionate flow rate (litres/min) |  |  |  | 0 | [12 empty] | Above avergaes out, if all
Number to be used in main section if multiple fittings in dwelling | [7 empty] | 0 | [11 empty] | fittings were used |  | TOTAL | 0 |  | 0
|  | Consumption / person / day (Litres) |  |  |  |  | 0
BATHS |  |  | Fitting type | Capacity to overflow (litres) |  |  | Number of fittings | Total per fitting type | Is Greywater collected from this fitting? | Quantity of Fittings collected from | Is Greywater collected from this fitting? | Quantity of Fittings collected from | [9 empty] | rain/grey collection/demand |  |  | Combined system |  | COUNT cells not zero
Please make sure that either bath or shower is filled in |  | 1 | [5 empty] | 0 | Click to select |  | Click to select | [7 empty] | Click to select | Yes | No | fitting | flow rate | max of fittings that use | flow rate |  | 0
|  | 2 | [5 empty] | 0 | Click to select |  | Click to select | [7 empty] | Click to select | Yes | No | 1 | 0 | 0 | 0
|  | 3 | [5 empty] | 0 | Click to select |  | Click to select | [7 empty] | Click to select | Yes | No | 2 | 0 | 0 | 0
|  | 4 | [5 empty] | 0 | Click to select |  | Click to select | [7 empty] | Click to select | Yes | No | 3 | 0 | 0 | 0
Total (Sum of all quantities) | [6 empty] | 0 |  |  |  | for combined and seperate system | [10 empty] | 4 | 0 | 0 | 0
Total (Sum of all totals per fitting type) | [7 empty] | 0 | Use factor | Fixed usage | [10 empty] | single: | Max | 0 |  | 0
Average capacity to overflow (litres) | [7 empty] | 0 | 0.5 | 0 | [11 empty] | Weighted | 0 |  | 0
Maximum capacity to overflow (litres) | [7 empty] | 0 | [13 empty] | average | #DIV/0! |  | #DIV/0!
|  |  | Proportionate capacity to overflow (litres) |  |  |  | 0
Number to be used in main section if multiple fittings in dwelling | [7 empty] | 0 | [13 empty] | TOTAL | 0 |  | 0
|  | Consumption / person / day (Litres) |  |  |  |  | 0
SHOWERS |  |  | Fitting type | Flow rate (litres/min) |  |  | Number of fittings | Total per fitting type | Is Greywater collected from this fitting? | Quantity of Fittings collected from | Is Greywater collected from this fitting? | Quantity of Fittings collected from | [12 empty] | Combined system |  | COUNT cells not zero
Please make sure that either bath or shower is filled in |  | 1 | [5 empty] | 0 | Click to select |  | Click to select | [7 empty] | Click to select | Yes | No | fitting | flow rate | max of fittings that use | flow rate |  | 0
|  | 2 | [5 empty] | 0 | Click to select |  | Click to select | [10 empty] | 1 | 0 | 0 | 0
|  | 3 | [5 empty] | 0 | Click to select |  | Click to select | [10 empty] | 2 | 0 | 0 | 0
|  | 4 | [5 empty] | 0 | Click to select |  | Click to select | [10 empty] | 3 | 0 | 0 | 0
Total (Sum of all quantities) | [6 empty] | 0 |  |  |  | for combined system | [10 empty] | 4 | 0 | 0 | 0
Total (Sum of all totals per fitting type) | [7 empty] | 0 | Use factor | Fixed usage | [10 empty] | single: | Max | 0 |  | 0
Average flow rate (litres/min) | [7 empty] | 0 | 5.6 | 0 | [11 empty] | Weighted | 0 |  | 0
Maximum flow rate (litres/min) | [7 empty] | 0 | [13 empty] | average | #DIV/0! |  | #DIV/0!
|  |  | Proportionate flow rate (litres/min) |  |  |  | 0
Number to be used in main section if multiple fittings in dwelling | [7 empty] | 0 | [13 empty] | TOTAL | 0 |  | 0
change in use factor
|  | Consumption / person / day (Litres) |  |  |  |  | 0
DISHWASHER |  |  | Fitting Type | Litres per place setting |  |  | Number of fittings | Total per fitting type
|  | 1 | [5 empty] | 0
|  | 2 | [5 empty] | 0
|  | 3 | [5 empty] | 0
|  | 4 | [5 empty] | 0
Total (Sum of all quantities) | [6 empty] | 0
|  |  | Total (Sum of all totals per fitting type) |  |  |  |  | 0 | Use factor | Fixed usage
|  |  | Average litres per place setting |  |  |  |  | 0 | 3.6 | 0
|  |  | Maximum litres per place setting |  |  |  |  | 0
|  |  | Proportionate litres per place setting |  |  |  | 0
Number to be used in main section if multiple fittings in dwelling | [7 empty] | 0
[8 empty] | 0 |  |  |  | 17.64
|  | Consumption / person / day (Litres) |  |  |  |  | 0
WASHING MACHINES |  |  | Fitting Type | Litres per kilogram of dry load |  |  | Number of fittings | Total per fitting type | Is this fitting using greywater? | Number of fittings using greywater | Is this fitting using combined rain/greywater? | Number of fittings using combined system | Is this fitting using rainwater? | Number of Fittings using rainwater | [8 empty] | Separate systems
|  | 1 | [5 empty] | 0 | Click to select |  | Click to select |  | Click to select |  |  | Click to select | Yes | No | Click to select | Yes | No | fitting | flow rate Greywater | flow rate Rainwater | Rain/greywater combined
|  | 2 | [5 empty] | 0 | Click to select |  | Click to select |  | Click to select |  |  | Click to select | Yes | No | Click to select | Yes | No | 1 | 0 | 0 | 0 | Click to select | Yes | No |  | 0 | COUNT cells not zero
|  | 3 | [5 empty] | 0 | Click to select |  | Click to select |  | Click to select |  |  | Click to select | Yes | No | Click to select | Yes | No | 2 | 0 | 0 | 0 |  |  |  | intermediate calcs for single | 0 | Rain separate systems
|  | 4 | [5 empty] | 0 | Click to select |  | Click to select |  | Click to select |  |  | Click to select | Yes | No | Click to select | Yes | No | 3 | 0 | 0 | 0 |  |  |  |  | 0 | Greywater separate
Total (Sum of all quantities) | [6 empty] | 0 |  | Click to select |  | Click to select |  | Click to select | [8 empty] | 4 | 0 | 0 | 0
Where no washing machines have been specified but plumbing for future supply of grey/rainwater was installed, please enter details: | [8 empty] | Click to select |  | Click to select |  | Click to select |  |  | Click to select | Yes | No | Click to select | Yes | No | none specified | 0 | 0 | 0
Total (Sum of all totals per fitting type) | [7 empty] | 0 | [12 empty] | single | Max | 0 | 0 | 0
Average litres per kilogram of dry load | [7 empty] | 0 | average | Use factor | [11 empty] | weighted | 0 | 0 | 0 |  | max of fittings that use
Maximum litres per kilogram of dry load | [7 empty] | 0 |  | 2.1 | [11 empty] | average | 0 | 0 | 0 |  | 0
|  |  | Proportionate of litres/kg of dry load |  |  |  | 0 | 0 | [13 empty] | TOTAL | 0 | 0 | 0 |  | 0
[6 empty] | Use factor |  | 2.1 | 0 | [13 empty] | GREY | RAIN | Combined |  | 0
|  | Consumption / person / day (Litres) |  |  |  |  | 0 | 0 | [18 empty] | 0
8
WC's | Fitting Type |  | Flush Type | Volume** |  | Efective flushing volume | Number of fittings | Total per fitting type | Is this fitting using greywater? | Number of fittings using greywater | Is this fitting using combined rain/greywater? | Number of fittings using combined system | Is this fitting using rainwater? | Number of Fittings using rainwater | volume values validation |  | 58.8 | [5 empty] | Separate systems
1 |  |  | Full Flush |  | 0 | 0 |  | 0 | Click to select |  | Click to select |  | Click to select |  | 1 | Click to select | Yes | No | Click to select | Yes | No | fitting | flow rate Greywater | flow rate Rainwater | Rain/greywater combined
|  |  | Part Flush | [18 empty] | 1 | 0 | 0 | 0 | Click to select | Yes | No |  | 0 | COUNT cells not zero
2 |  |  | Full Flush |  | 0 | 0 |  | 0 | Click to select |  | Click to select |  | Click to select |  | 1 | Click to select | Yes | No | Click to select | Yes | No | 2 | 0 | 0 | 0 |  |  |  |  | 0 | COUNT single/dual?
|  |  | Part Flush | [18 empty] | 3 | 0 | 0 | 0
3 |  |  | Full Flush |  | 0 | 0 |  | 0 | Click to select |  | Click to select |  | Click to select |  | 1 | Click to select | Yes | No | Click to select | Yes | No | 4 | 0 | 0 | 0
|  |  | Part Flush | [26 empty] | Indentify of one fitting is using dual/single flush
4 |  |  | Full Flush |  | 0 | 0 |  | 0 | Click to select |  | Click to select |  | Click to select |  | 1 | Click to select | Yes | No | Click to select | Yes | No | [9 empty] | One fitting full flush
|  |  | Part Flush | [18 empty] | Average | 0 | 0 | 0 |  |  |  |  | 0 | one fitting dual flush
Total (Sum of all quantities) | [6 empty] | 0 |  | **For single WC's fill in the Full flush section | [12 empty] | TOTAL | 0 | 0 | 0
Total (Sum of all totals per fitting type) | [7 empty] | 0 | [14 empty] | GREY | RAIN | Combined
|  |  | Average effective flushing volume (litres) |  |  |  | 0
[6 empty] | Use factor | 4.42
Individual consumption only
|  | Consumption / person / day (Litres) |  |  |  |  | 0
KITCHEN SINK TAPS |  |  | Fitting Type | Flow rate (litres/minute) |  |  | Number of fittings | Total per fitting type
|  | 1 | [5 empty] | 0
|  | 2 | [5 empty] | 0
|  | 3 | [5 empty] | 0
|  | 4 | [5 empty] | 0
[7 empty] | use factor | fixed use
[7 empty] | 0.44 | 10.36
[6 empty] | Total (Sum of all quantities) | 0
[6 empty] | Total (Sum of all totals per fitting type) | 0
[6 empty] | Average flow rate (litres/min) | 0
[6 empty] | Maximum flow rate (litres/min) | 0 | 10.36
|  |  | Proportionate flow rate (litres/min) |  |  |  | 0
|  | Consumption / person / day (Litres) |  |  |  |  | 0
WASTE DISPOSAL UNIT
Is a waste disposal unit specified for the dwelling? |  |  |  | Click to select
Click to select
Yes
No
|  | Consumption / person / day (Litres) |  |  |  |  | 0
WATER SOFTENER
|  |  | Water Softener in use? | Click to select |  |  |  | Click to select
Yes (Communal)
Yes (Individual)
No
|  |  | Total capacity used per regeneration (%) | 3
|  |  | Water consumed per regeneration (litres) | 55
Average number of regeneration cycles per day (No.) |  |  |  | 2
Number of occupants served by the system (No.)
|  | Water consumed beyond 4% (litres/day) |  |  |  |  | 0
|  | Water consumed beyond 4% person / day (Litres) |  |  |  |  | 0
RAINWATER CALCULATIONS | [6 empty] | Go to Start
Part 1: Amount of rainwater collected
Rainwater collection system in use? | [6 empty] | Yes (Individual)
Which approach is being followed from BS8515:2009? | [6 empty] | INTERMEDIATE APPROACH
[7 empty] | Click to select | Click to select
[7 empty] | DETAILED APPROACH | Yes (Individual)
[7 empty] | INTERMEDIATE APPROACH | Yes (Communal)
Rainwater collection area |  |  |  | m² |  |  |  | No
Yield co-efficient
Hydraulic filter efficiency
Average rainfall |  |  |  | mm/yr
Rainwater collection from detailed approach |  |  |  | litres/year
Number of occupants served by the system |  |  |  | (Quantity)
Percentage collected |  |  |  | % |  |  | 100%
Daily rainwater collection |  |  |  | litres |  |  | 0
Daily rainwater |  |  |  | (litres/person) |  |  | 0
Part 2: Where is the rainwater to be used?
|  |  | WC Consumption | (litres/person/day) |  |  | 0
|  |  | Washing Machine Consumption | (litres/person/day) |  |  | 0
|  |  | Daily non potable water demand: | (litres/person/day) |  |  | 0
Part 3: Savings provided by rainwater
Remaining demand requiring mains top-up/additional collection |  |  |  | (litres/person/day) |  |  | 0
Excess rainwater not currently used: |  |  |  | (litres/person/day) |  |  | 0
Water savings from rainwater use: |  |  |  | (litres/person/day) |  |  | 0
GREYWATER CALCULATIONS | [6 empty] | Go to Start
Part 1: Amount of greywater collected
|  |  | Taps Consumption | (litres/person/day) |  |  | 0
|  |  | Baths Consumption | (litres/person/day) |  |  | 0
|  |  | Showers Consumption | (litres/person/day) |  |  | 0
|  |  | Total greywater collected from above fittings: | (litres/person/day) |  |  | 0
|  |  | Percentage of used water to be recycled | %
|  |  | Total greywater collected | (litres/person/day) |  |  | 0
Part 2: Where is the greywater to be used?
|  |  | WC Consumption | (litres/person/day) |  |  | 0
|  |  | Washing Machine Consumption | (litres/person/day) |  |  | 0
|  |  | Total water consumed by above fittings | (litres/person/day) |  |  | 0
Part 3: Savings from greywater
Remaining demand requiring mains top-up/additional collection |  |  |  | (litres/person/day) |  |  | 0
|  |  | Excess greywater not currently used | (litres/person/day) |  |  | 0
|  |  | Potential Water saved from greywater use | (litres/person/day) |  |  | 0
RAIN/GREYWATER demand and savings (for combined systems)
Where is the Grey/Rainwater to be used?
|  |  | WC Consumption | (litres/person/day) |  |  | 0
|  |  | Washing Machine Consumption | (litres/person/day) |  |  | 0
|  |  | Daily non potable water demand | (litres/person/day) |  |  | 0
Savings from Rain/Greywater
Remaining demand requiring mains top-up/additional collection |  |  |  | (litres/person/day) |  |  | 0
|  |  | Excess Rain/greywater not currently used | (litres/person/day) |  |  | 0
|  |  | Potential Water saved from rain/greywater use | (litres/person/day) |  |  | 0
4th step - Analyse Results | [6 empty] | Go to Start
INTERNAL WATER CONSUMPTION
|  |  | NET INTERNAL WATER CONSUMPTION | (litres/person/day) |  |  | 0
|  |  | RAINWATER ONLY COLLECTION SAVING | (litres/person/day) |  | hide sometimes | 0
|  |  | GREYWATER ONLY RECYCLING SAVING | (litres/person/day) |  | hide sometimes | 0
RAIN/GREYWATER COLLECTION SAVING (combined system) |  |  |  | (litres/person/day) |  | hide sometimes | 0
|  |  | NORMALISATION FACTOR | (litres/person/day) |  |  | 0.91
|  |  | TOTAL WATER CONSUMPTION | (litres/person/day) |  |  | 0 | 90
BREEAM CREDITS ACHIEVED | [6 empty] | No Data | 4
Exemplary Credits Achieved | [6 empty] | No Data
Minimum Standard | [6 empty] | No Data | Level 3/4
[7 empty] | 0 | 5 | Level 5/6
[7 empty] | 80 | 5 | Level 5/6
[7 empty] | 90 | 4 | Level 3/4
[7 empty] | 105 | 3 | Level 3/4
[7 empty] | 110 | 2 | Level 1/2
[7 empty] | 120 | 1 | Level 1/2
[7 empty] | 100000000 | 0 | 0

## Lookup Tables (hidden)
Credits | Min | Max
0 | 150 | 1e+24
0.5 | 140 | 149
1 | 129 | 139
1.5 | 118 | 128
2 | 107 | 117
2.5 | 96 | 106
3 | 0 | 95
| 0 | No Data | No Data | 0 | N/A
| 1e-09 | 3 | BREEAM Outstanding | 0.5 | N/A
| 96 | 2.5 | BREEAM Excellent | 1 | BREEAM Very Good
| 107 | 2 | BREEAM Excellent | 1.5 | BREEAM Very Good
| 118 | 1.5 | BREEAM Very Good | 2 | BREEAM Excellent
| 129 | 1 | BREEAM Very Good | 2.5 | BREEAM Excellent
| 140 | 0.5 | N/A | 3 | BREEAM Outstanding
| 150 | 0 | N/A
140
0.5